## Metadata
Data Dictionary
Column Heading | Description
Associated GSP Group | Name of the upstream Grid Supply Point (GSP) group which supplies the substation. Note that multiple GSPs can run in parallel so are therefore reported as groups.
Substation | Name of the substation for which the generation and demand headroom figures have been calculated.
Supply Level | Identifier for whether the substation is a Primary or a Bulk Supply Point. The definition is supplied in the 'NDP Methodology Report'.
Voltage Level (kV) | Voltage of the lower voltage side of the transformation at the substation.
Scenario | Identifier for one of the four Distribution Future Energy Scenarios (DFES) or Best View scenario the headroom figures refer to
Units | The units used to define the headroom available at each substation under each scenario and all of the years reported on (see below)
2022 | Defines the year snapshot for the headroom calculation, where the year refers to the end of the fiscal year
2023
2024
2025
2026
2027
2028
2029
2030
2031
2032
2033
2034
2035
2040
2045
2050

## Demand headroom
Associated GSP Group | Substation | Supply Level | Voltage Level (kV) | Scenario | Units | 2022 | 2023 | 2024 | 2025 | 2026 | 2027 | 2028 | 2029 | 2030 | 2031 | 2032 | 2033 | 2034 | 2035 | 2040 | 2045 | 2050
Bushbury 132kV | ALBRIGHTON 33 11kV S STN | Primary Substation | 11 | Best View | Headroom (MW) | 14.2352 | 13.8388 | 13.6201 | 13.3945 | 13.0782 | 0 | 0 | 0 | 0 | 0 | 0 | 0 | 0 | 0 | 0 | 0 | 0
Bushbury 132kV | ALBRIGHTON 33 11kV S STN | Primary Substation | 11 | Consumer Transformation | Headroom (MW) | 14.2352 | 13.7861 | 13.4532 | 13.1238 | 12.6552 | 0 | 0 | 0 | 0 | 0 | 0 | 0 | 0 | 0 | 0 | 0 | 0
Bushbury 132kV | ALBRIGHTON 33 11kV S STN | Primary Substation | 11 | Falling Short | Headroom (MW) | 14.2352 | 13.8926 | 13.7253 | 13.5597 | 13.3339 | 0 | 0 | 0 | 0 | 0 | 0 | 0 | 0 | 0 | 0 | 0 | 0
Bushbury 132kV | ALBRIGHTON 33 11kV S STN | Primary Substation | 11 | Leading the Way | Headroom (MW) | 14.2352 | 13.6974 | 13.3224 | 12.9243 | 12.4605 | 0 | 0 | 0 | 0 | 0 | 0 | 0 | 0 | 0 | 0 | 0 | 0
Bushbury 132kV | ALBRIGHTON 33 11kV S STN | Primary Substation | 11 | System Transformation | Headroom (MW) | 14.2352 | 13.8413 | 13.6059 | 13.3983 | 13.1279 | 0 | 0 | 0 | 0 | 0 | 0 | 0 | 0 | 0 | 0 | 0 | 0
Port Ham 132kV | ALDERTON 66 11kV S STN | Primary Substation | 11 | Best View | Headroom (MW) | 5.0771 | 4.904 | 4.738 | 4.5421 | 4.2387 | 3.9701 | 3.7083 | 3.5792 | 3.1081 | 2.8794 | 2.7756 | 2.6709 | 2.5878 | 2.5339 | 1.7567 | 1.39 | 1.302
Port Ham 132kV | ALDERTON 66 11kV S STN | Primary Substation | 11 | Consumer Transformation | Headroom (MW) | 5.0771 | 4.8483 | 4.6166 | 4.3422 | 3.9422 | 3.5745 | 3.204 | 2.9928 | 2.4241 | 2.0266 | 1.8132 | 1.664 | 1.5067 | 1.399 | 0.40639 | 0 | 0.018934
Port Ham 132kV | ALDERTON 66 11kV S STN | Primary Substation | 11 | Falling Short | Headroom (MW) | 5.0771 | 4.9062 | 4.7924 | 4.6088 | 4.3679 | 4.0865 | 3.8638 | 3.749 | 3.466 | 3.2079 | 2.9998 | 2.7914 | 2.5843 | 2.4123 | 1.0197 | 0 | 0
Port Ham 132kV | ALDERTON 66 11kV S STN | Primary Substation | 11 | Leading the Way | Headroom (MW) | 5.0771 | 4.8024 | 4.5557 | 4.226 | 3.8312 | 3.3356 | 2.9474 | 2.6991 | 2.143 | 1.8549 | 1.7017 | 1.6079 | 1.5461 | 1.5167 | 0.67135 | 0.46119 | 0.48338
Port Ham 132kV | ALDERTON 66 11kV S STN | Primary Substation | 11 | System Transformation | Headroom (MW) | 5.0771 | 4.8841 | 4.6966 | 4.4881 | 4.1812 | 3.9035 | 3.6457 | 3.4898 | 3.0035 | 2.738 | 2.5955 | 2.458 | 2.3518 | 2.3 | 0.65428 | 0.40907 | 0.34123
Iron Acton 132kV | ALVESTON 33 11kV S STN | Primary Substation | 11 | Best View | Headroom (MW) | 7.8262 | 7.1178 | 7.0758 | 6.8958 | 6.4995 | 5.971 | 5.1 | 3.9137 | 2.6999 | 1.969 | 1.3419 | 0.94623 | 0.7317 | 0.62379 | 0 | 0 | 0
Iron Acton 132kV | ALVESTON 33 11kV S STN | Primary Substation | 11 | Consumer Transformation | Headroom (MW) | 7.8262 | 6.7755 | 6.3388 | 5.7398 | 4.916 | 4.0398 | 2.6272 | 1.1765 | 0 | 0 | 0 | 0 | 0 | 0 | 0 | 0 | 0
Iron Acton 132kV | ALVESTON 33 11kV S STN | Primary Substation | 11 | Falling Short | Headroom (MW) | 7.8262 | 7.0833 | 7.0307 | 6.9182 | 6.5772 | 6.2319 | 5.8747 | 5.341 | 4.7226 | 4.0666 | 3.4067 | 2.7326 | 2.0863 | 1.4853 | 0 | 0 | 0
Iron Acton 132kV | ALVESTON 33 11kV S STN | Primary Substation | 11 | Leading the Way | Headroom (MW) | 7.8262 | 6.5207 | 5.9442 | 5.1723 | 4.364 | 3.0626 | 1.7239 | 0.076082 | 0 | 0 | 0 | 0 | 0 | 0 | 0 | 0 | 0
Iron Acton 132kV | ALVESTON 33 11kV S STN | Primary Substation | 11 | System Transformation | Headroom (MW) | 7.8262 | 6.9856 | 6.8358 | 6.6389 | 6.2826 | 5.5215 | 5.0885 | 4.0364 | 2.4898 | 1.9451 | 0.93313 | 0.023922 | 0 | 0 | 0 | 0 | 0
Kitwell 132kV | BARTLEY GREEN 132 11kV SUBSTN | Primary Substation | 11 | Best View | Headroom (MW) | 25.7468 | 25.4624 | 25.6942 | 25.7068 | 25.4903 | 16.4489 | 15.7474 | 15.0192 | 14.3876 | 13.7405 | 13.1614 | 12.7229 | 12.0839 | 11.557 | 5.8639 | 1.5723 | 0
Kitwell 132kV | BARTLEY GREEN 132 11kV SUBSTN | Primary Substation | 11 | Consumer Transformation | Headroom (MW) | 25.7468 | 25.1519 | 24.9638 | 24.5656 | 23.5418 | 22.5741 | 21.0641 | 11.3997 | 10.018 | 8.0916 | 6.6096 | 5.6746 | 4.7612 | 4.1018 | 0 | 0 | 0
Kitwell 132kV | BARTLEY GREEN 132 11kV SUBSTN | Primary Substation | 11 | Falling Short | Headroom (MW) | 25.7468 | 25.4052 | 25.5852 | 25.6687 | 25.4786 | 25.2907 | 25.0877 | 24.8375 | 24.5897 | 24.0704 | 23.5608 | 23.0574 | 22.5808 | 21.8205 | 15.3946 | 9.4948 | 3.9793
Kitwell 132kV | BARTLEY GREEN 132 11kV SUBSTN | Primary Substation | 11 | Leading the Way | Headroom (MW) | 25.7468 | 24.7785 | 24.3111 | 23.63 | 22.693 | 12.9308 | 11.4915 | 9.9919 | 8.6585 | 7.173 | 5.9827 | 5.1545 | 4.3249 | 3.7231 | 0 | 0 | 0
Kitwell 132kV | BARTLEY GREEN 132 11kV SUBSTN | Primary Substation | 11 | System Transformation | Headroom (MW) | 25.7468 | 25.4282 | 25.6114 | 25.6731 | 25.597 | 25.4426 | 25.2265 | 24.9191 | 24.2424 | 23.4544 | 22.6348 | 21.9188 | 21.4186 | 21.2813 | 13.9261 | 11.2845 | 8.5707
Ironbridge & Shrewsbury 132kV | BAYSTON HILL 33 11kV S STN | Primary Substation | 11 | Best View | Headroom (MW) | 0 | 0 | 0 | 0 | 0 | 0 | 0 | 0 | 0 | 0 | 0 | 0 | 0 | 0 | 0 | 0 | 0
Ironbridge & Shrewsbury 132kV | BAYSTON HILL 33 11kV S STN | Primary Substation | 11 | Consumer Transformation | Headroom (MW) | 0 | 0 | 0 | 0 | 0 | 0 | 0 | 0 | 0 | 0 | 0 | 0 | 0 | 0 | 0 | 0 | 0
Ironbridge & Shrewsbury 132kV | BAYSTON HILL 33 11kV S STN | Primary Substation | 11 | Falling Short | Headroom (MW) | 0 | 0 | 0 | 0 | 0 | 0 | 0 | 0 | 0 | 0 | 0 | 0 | 0 | 0 | 0 | 0 | 0
Ironbridge & Shrewsbury 132kV | BAYSTON HILL 33 11kV S STN | Primary Substation | 11 | Leading the Way | Headroom (MW) | 0 | 0 | 0 | 0 | 0 | 0 | 0 | 0 | 0 | 0 | 0 | 0 | 0 | 0 | 0 | 0 | 0
Ironbridge & Shrewsbury 132kV | BAYSTON HILL 33 11kV S STN | Primary Substation | 11 | System Transformation | Headroom (MW) | 0 | 0 | 0 | 0 | 0 | 0 | 0 | 0 | 0 | 0 | 0 | 0 | 0 | 0 | 0 | 0 | 0
Cellarhead 132kV | BEARSTONE | Primary Substation | 11 | Best View | Headroom (MW) | 5.5686 | 5.4947 | 5.5052 | 5.5059 | 5.4886 | 5.4769 | 5.4601 | 5.4515 | 5.4455 | 5.4375 | 5.4432 | 5.4509 | 5.4624 | 5.4699 | 0 | 0 | 0
Cellarhead 132kV | BEARSTONE | Primary Substation | 11 | Consumer Transformation | Headroom (MW) | 5.5686 | 5.459 | 5.4151 | 5.3612 | 5.3124 | 5.2752 | 5.2089 | 5.1719 | 5.1 | 5.0529 | 5.0322 | 3.301 | 0.052066 | 0 | 0 | 0 | 0
Cellarhead 132kV | BEARSTONE | Primary Substation | 11 | Falling Short | Headroom (MW) | 5.5686 | 5.4903 | 5.485 | 5.4831 | 5.4429 | 5.418 | 5.3843 | 5.3501 | 5.3098 | 5.2587 | 5.2013 | 5.1404 | 5.0887 | 5.0384 | 4.5189 | 0 | 0
Cellarhead 132kV | BEARSTONE | Primary Substation | 11 | Leading the Way | Headroom (MW) | 5.5686 | 5.4443 | 5.3938 | 5.3391 | 5.2912 | 5.2479 | 5.1937 | 5.1323 | 5.042 | 5.0131 | 5.0035 | 5.0111 | 5.0469 | 4.0454 | 0 | 0 | 0
Cellarhead 132kV | BEARSTONE | Primary Substation | 11 | System Transformation | Headroom (MW) | 5.5686 | 5.4672 | 5.4413 | 5.421 | 5.3665 | 5.3238 | 5.2791 | 5.2358 | 5.1698 | 5.111 | 5.0575 | 5.0059 | 4.9661 | 4.9519 | 0 | 0 | 0
Bustleholm 132kV | Bentley 132/11kVDUMMY | Primary Substation | 11 | Best View | Headroom (MW) | 50.6163 | 49.4109 | 47.346 | 44.7793 | 41.625 | 39.4767 | 37.9323 | 19.9987 | 17.7689 | 14.6044 | 11.9534 | 9.0344 | 6.1907 | 3.5548 | 0 | 0 | 0
Bustleholm 132kV | Bentley 132/11kVDUMMY | Primary Substation | 11 | Consumer Transformation | Headroom (MW) | 50.6163 | 49.2346 | 46.8823 | 43.9438 | 40.3844 | 37.8903 | 35.8432 | 17.6733 | 15.0572 | 11.2474 | 8.3979 | 5.7371 | 2.9748 | 0.54341 | 0 | 0 | 0
Bustleholm 132kV | Bentley 132/11kVDUMMY | Primary Substation | 11 | Falling Short | Headroom (MW) | 50.6163 | 49.6125 | 49.7018 | 49.7799 | 49.5947 | 48.5352 | 48.2136 | 31.5012 | 31.0588 | 29.6721 | 28.4595 | 27.1994 | 25.9496 | 24.7847 | 15.1746 | 4.7253 | 0
Bustleholm 132kV | Bentley 132/11kVDUMMY | Primary Substation | 11 | Leading the Way | Headroom (MW) | 50.6163 | 48.7878 | 47.9883 | 47.0906 | 45.9506 | 43.0419 | 40.705 | 22.2013 | 20.0786 | 16.7918 | 14.8676 | 13.3456 | 11.7532 | 10.4499 | 1.3294 | 0 | 0
Bustleholm 132kV | Bentley 132/11kVDUMMY | Primary Substation | 11 | System Transformation | Headroom (MW) | 50.6163 | 49.4871 | 49.4494 | 49.4231 | 49.227 | 47.8897 | 46.9998 | 29.6316 | 28.5006 | 26.877 | 25.5711 | 23.3434 | 21.786 | 20.5931 | 8.4532 | 4.5862 | 1.8648
Iron Acton 132kV | BERKELEY 33 11kV S STN | Primary Substation | 11 | Best View | Headroom (MW) | 29.3965 | 28.4698 | 27.8518 | 27.6623 | 27.5098 | 26.9585 | 26.3784 | 24.8882 | 20.7975 | 15.4734 | 10.8516 | 7.0256 | 4.7466 | 2.3889 | 0 | 0 | 0
Iron Acton 132kV | BERKELEY 33 11kV S STN | Primary Substation | 11 | Consumer Transformation | Headroom (MW) | 29.3965 | 28.4153 | 27.7009 | 26.4317 | 26.1668 | 24.3402 | 19.3117 | 12.9713 | 5.2843 | 0 | 0 | 0 | 0 | 0 | 0 | 0 | 0
Iron Acton 132kV | BERKELEY 33 11kV S STN | Primary Substation | 11 | Falling Short | Headroom (MW) | 29.3965 | 28.6143 | 28.16 | 27.9491 | 27.7807 | 27.2013 | 26.6897 | 25.7125 | 24.7967 | 20.3616 | 16.4517 | 12.453 | 8.3787 | 3.6095 | 0 | 0 | 0
Iron Acton 132kV | BERKELEY 33 11kV S STN | Primary Substation | 11 | Leading the Way | Headroom (MW) | 29.3965 | 28.3332 | 26.6413 | 17.423 | 13.5415 | 8.5473 | 3.4105 | 0 | 0 | 0 | 0 | 0 | 0 | 0 | 0 | 0 | 0
Iron Acton 132kV | BERKELEY 33 11kV S STN | Primary Substation | 11 | System Transformation | Headroom (MW) | 29.3965 | 28.4417 | 27.7819 | 25.2742 | 23.184 | 21.0698 | 18.7017 | 14.2009 | 8.1753 | 1.7131 | 0 | 0 | 0 | 0 | 0 | 0 | 0
Ironbridge & Shrewsbury 132kV | BERRINGTON 33 11kV S STN | Primary Substation | 11 | Best View | Headroom (MW) | 0 | 0 | 0 | 0 | 0 | 0 | 0 | 0 | 0 | 0 | 0 | 0 | 0 | 0 | 0 | 0 | 0
Ironbridge & Shrewsbury 132kV | BERRINGTON 33 11kV S STN | Primary Substation | 11 | Consumer Transformation | Headroom (MW) | 0 | 0 | 0 | 0 | 0 | 0 | 0 | 0 | 0 | 0 | 0 | 0 | 0 | 0 | 0 | 0 | 0
Ironbridge & Shrewsbury 132kV | BERRINGTON 33 11kV S STN | Primary Substation | 11 | Falling Short | Headroom (MW) | 0 | 0 | 0 | 0 | 0 | 0 | 0 | 0 | 0 | 0 | 0 | 0 | 0 | 0 | 0 | 0 | 0
Ironbridge & Shrewsbury 132kV | BERRINGTON 33 11kV S STN | Primary Substation | 11 | Leading the Way | Headroom (MW) | 0 | 0 | 0 | 0 | 0 | 0 | 0 | 0 | 0 | 0 | 0 | 0 | 0 | 0 | 0 | 0 | 0
Ironbridge & Shrewsbury 132kV | BERRINGTON 33 11kV S STN | Primary Substation | 11 | System Transformation | Headroom (MW) | 0 | 0 | 0 | 0 | 0 | 0 | 0 | 0 | 0 | 0 | 0 | 0 | 0 | 0 | 0 | 0 | 0
Feckenham 66kV | BEVINGTON 66 11kV S STN | Primary Substation | 11 | Best View | Headroom (MW) | 13.9655 | 13.6847 | 13.5881 | 13.5259 | 13.4077 | 13.2785 | 13.1055 | 12.0661 | 10.7802 | 9.6019 | 8.5765 | 7.5763 | 6.6881 | 5.9432 | 0 | 0 | 0
Feckenham 66kV | BEVINGTON 66 11kV S STN | Primary Substation | 11 | Consumer Transformation | Headroom (MW) | 13.9655 | 13.5912 | 13.3786 | 13.1787 | 12.9538 | 12.7211 | 11.6563 | 10.0953 | 8.4399 | 6.5964 | 5.064 | 3.4986 | 1.8435 | 0.75099 | 0 | 0 | 0
Feckenham 66kV | BEVINGTON 66 11kV S STN | Primary Substation | 11 | Falling Short | Headroom (MW) | 13.9655 | 13.6783 | 13.59 | 13.5446 | 13.4449 | 13.3558 | 13.2344 | 13.1082 | 12.9703 | 12.65 | 11.9115 | 11.1427 | 10.3807 | 9.5502 | 1.9524 | 0 | 0
Feckenham 66kV | BEVINGTON 66 11kV S STN | Primary Substation | 11 | Leading the Way | Headroom (MW) | 13.9655 | 13.5311 | 13.2908 | 13.0695 | 12.8455 | 12.3919 | 10.6373 | 8.8857 | 7.0825 | 5.5064 | 4.1858 | 3.1432 | 1.9439 | 0.86462 | 0 | 0 | 0
Feckenham 66kV | BEVINGTON 66 11kV S STN | Primary Substation | 11 | System Transformation | Headroom (MW) | 13.9655 | 13.639 | 13.505 | 13.4034 | 13.2815 | 12.9946 | 12.8496 | 12.5936 | 11.3439 | 9.9363 | 8.6583 | 7.4405 | 6.1842 | 4.9227 | 0 | 0 | 0
Port Ham 132kV | BILSON 33 11kV S STN | Primary Substation | 11 | Best View | Headroom (MW) | 5.6456 | 2.9911 | 0 | 0 | 0 | 0 | 0 | 0 | 0 | 0 | 0 | 0 | 0 | 0 | 0 | 0 | 0
Port Ham 132kV | BILSON 33 11kV S STN | Primary Substation | 11 | Consumer Transformation | Headroom (MW) | 5.6456 | 2.794 | 0 | 0 | 0 | 0 | 0 | 0 | 0 | 0 | 0 | 0 | 0 | 0 | 0 | 0 | 0
Port Ham 132kV | BILSON 33 11kV S STN | Primary Substation | 11 | Falling Short | Headroom (MW) | 5.6456 | 3.5388 | 1.6259 | 0 | 0 | 0 | 0 | 0 | 0 | 0 | 0 | 0 | 0 | 0 | 0 | 0 | 0
Port Ham 132kV | BILSON 33 11kV S STN | Primary Substation | 11 | Leading the Way | Headroom (MW) | 5.6456 | 2.389 | 0 | 0 | 0 | 0 | 0 | 0 | 0 | 0 | 0 | 0 | 0 | 0 | 0 | 0 | 0
Port Ham 132kV | BILSON 33 11kV S STN | Primary Substation | 11 | System Transformation | Headroom (MW) | 5.6456 | 2.9481 | 0.15043 | 0 | 0 | 0 | 0 | 0 | 0 | 0 | 0 | 0 | 0 | 0 | 0 | 0 | 0
Oldbury 132kV | Birchfield Lane 132/11kVDUMMY | Primary Substation | 11 | Best View | Headroom (MW) | 21.4041 | 20.8581 | 20.8454 | 20.8442 | 20.5684 | 20.3061 | 19.5842 | 18.9313 | 18.2515 | 17.5462 | 16.8885 | 16.3816 | 16.0164 | 15.7751 | 9.8907 | 5.6862 | 3.1183
Oldbury 132kV | Birchfield Lane 132/11kVDUMMY | Primary Substation | 11 | Consumer Transformation | Headroom (MW) | 21.4041 | 20.5611 | 20.1111 | 19.5628 | 18.4332 | 17.4356 | 15.8168 | 14.5012 | 13.0118 | 10.9916 | 9.4367 | 8.4505 | 7.4662 | 6.7349 | 0 | 0 | 0
Oldbury 132kV | Birchfield Lane 132/11kVDUMMY | Primary Substation | 11 | Falling Short | Headroom (MW) | 21.4041 | 20.8471 | 20.8878 | 20.9338 | 20.6787 | 20.5037 | 20.1982 | 19.8951 | 19.5806 | 19.0656 | 18.5472 | 18.0033 | 17.2029 | 16.4825 | 9.6384 | 2.7924 | 0
Oldbury 132kV | Birchfield Lane 132/11kVDUMMY | Primary Substation | 11 | Leading the Way | Headroom (MW) | 21.4041 | 20.1887 | 19.4534 | 18.6062 | 17.5075 | 16.1978 | 14.6026 | 12.9695 | 11.4906 | 9.9558 | 8.6919 | 7.7789 | 6.9795 | 6.4212 | 0.15287 | 0 | 0
Oldbury 132kV | Birchfield Lane 132/11kVDUMMY | Primary Substation | 11 | System Transformation | Headroom (MW) | 21.4041 | 20.859 | 20.7916 | 20.7216 | 20.5007 | 20.3208 | 19.9682 | 19.2906 | 18.596 | 17.8138 | 16.973 | 16.2058 | 15.6421 | 15.1488 | 6.6888 | 3.9869 | 1.7192
Bishops Wood 132kV | BISHOPS CASTLE 33 11kV S STN | Primary Substation | 11 | Best View | Headroom (MW) | 0 | 0 | 0 | 0 | 0 | 0 | 0 | 0 | 0 | 0 | 0 | 0 | 0 | 0 | 0 | 0 | 0
Bishops Wood 132kV | BISHOPS CASTLE 33 11kV S STN | Primary Substation | 11 | Consumer Transformation | Headroom (MW) | 0 | 0 | 0 | 0 | 0 | 0 | 0 | 0 | 0 | 0 | 0 | 0 | 0 | 0 | 0 | 0 | 0
Bishops Wood 132kV | BISHOPS CASTLE 33 11kV S STN | Primary Substation | 11 | Falling Short | Headroom (MW) | 0 | 0 | 0 | 0 | 0 | 0 | 0 | 0 | 0 | 0 | 0 | 0 | 0 | 0 | 0 | 0 | 0
Bishops Wood 132kV | BISHOPS CASTLE 33 11kV S STN | Primary Substation | 11 | Leading the Way | Headroom (MW) | 0 | 0 | 0 | 0 | 0 | 0 | 0 | 0 | 0 | 0 | 0 | 0 | 0 | 0 | 0 | 0 | 0
Bishops Wood 132kV | BISHOPS CASTLE 33 11kV S STN | Primary Substation | 11 | System Transformation | Headroom (MW) | 0 | 0 | 0 | 0 | 0 | 0 | 0 | 0 | 0 | 0 | 0 | 0 | 0 | 0 | 0 | 0 | 0
Port Ham 132kV | BISHOPS CLEEVE 66 11kV S STN | Primary Substation | 11 | Best View | Headroom (MW) | 25.3311 | 24.7157 | 24.3918 | 24.2275 | 23.965 | 23.8353 | 23.3488 | 22.8461 | 21.7372 | 20.864 | 20.3774 | 19.9461 | 19.5641 | 19.255 | 15.2354 | 13.2433 | 11.9701
Port Ham 132kV | BISHOPS CLEEVE 66 11kV S STN | Primary Substation | 11 | Consumer Transformation | Headroom (MW) | 25.3311 | 24.5985 | 24.1162 | 23.7764 | 23.2056 | 22.8006 | 21.9531 | 21.2027 | 19.7636 | 18.3886 | 17.5527 | 16.9218 | 16.2929 | 15.7917 | 10.6257 | 7.6724 | 7.2782
Port Ham 132kV | BISHOPS CLEEVE 66 11kV S STN | Primary Substation | 11 | Falling Short | Headroom (MW) | 25.3311 | 24.7626 | 24.4962 | 24.3591 | 24.0978 | 23.9495 | 23.7812 | 23.6054 | 23.1214 | 22.5764 | 22.2018 | 21.8275 | 21.4694 | 21.1652 | 18.1339 | 14.505 | 10.9246
Port Ham 132kV | BISHOPS CLEEVE 66 11kV S STN | Primary Substation | 11 | Leading the Way | Headroom (MW) | 25.3311 | 24.451 | 23.8807 | 23.4539 | 22.907 | 22.1291 | 21.3361 | 20.5086 | 19.1325 | 18.0189 | 17.3457 | 16.7899 | 15.9739 | 15.2569 | 10.9391 | 9.3033 | 8.6277
Port Ham 132kV | BISHOPS CLEEVE 66 11kV S STN | Primary Substation | 11 | System Transformation | Headroom (MW) | 25.3311 | 24.6874 | 24.3281 | 24.1479 | 23.8563 | 23.7101 | 23.5468 | 23.3439 | 22.5121 | 21.8775 | 21.2496 | 20.6751 | 20.1739 | 19.8377 | 16.3403 | 15.0312 | 13.9234
Port Ham 132kV | BIXHEAD 33 11kV S STN | Primary Substation | 11 | Best View | Headroom (MW) | 11.891 | 6.9052 | 0 | 0 | 0 | 0 | 0 | 0 | 0 | 0 | 0 | 0 | 0 | 0 | 0 | 0 | 0
Port Ham 132kV | BIXHEAD 33 11kV S STN | Primary Substation | 11 | Consumer Transformation | Headroom (MW) | 11.891 | 6.082 | 0 | 0 | 0 | 0 | 0 | 0 | 0 | 0 | 0 | 0 | 0 | 0 | 0 | 0 | 0
Port Ham 132kV | BIXHEAD 33 11kV S STN | Primary Substation | 11 | Falling Short | Headroom (MW) | 11.891 | 8.0558 | 3.7994 | 0 | 0 | 0 | 0 | 0 | 0 | 0 | 0 | 0 | 0 | 0 | 0 | 0 | 0
Port Ham 132kV | BIXHEAD 33 11kV S STN | Primary Substation | 11 | Leading the Way | Headroom (MW) | 11.891 | 5.2004 | 0 | 0 | 0 | 0 | 0 | 0 | 0 | 0 | 0 | 0 | 0 | 0 | 0 | 0 | 0
Port Ham 132kV | BIXHEAD 33 11kV S STN | Primary Substation | 11 | System Transformation | Headroom (MW) | 11.891 | 6.5703 | 0.32746 | 0 | 0 | 0 | 0 | 0 | 0 | 0 | 0 | 0 | 0 | 0 | 0 | 0 | 0
Ocker Hill 132kV | Black Lake 132/11kVDUMMY | Primary Substation | 11 | Best View | Headroom (MW) | 31.1422 | 31.0042 | 30.7623 | 30.4178 | 30.0558 | 29.934 | 29.7919 | 29.6386 | 29.4332 | 29.22 | 29.0134 | 28.7696 | 28.5487 | 28.3319 | 26.8211 | 26.0588 | 25.6953
Ocker Hill 132kV | Black Lake 132/11kVDUMMY | Primary Substation | 11 | Consumer Transformation | Headroom (MW) | 31.1422 | 30.9443 | 30.624 | 30.156 | 29.5991 | 29.3274 | 29.0261 | 28.7737 | 28.4296 | 27.9566 | 27.5599 | 27.2054 | 26.839 | 26.5132 | 24.4812 | 23.6463 | 23.5666
Ocker Hill 132kV | Black Lake 132/11kVDUMMY | Primary Substation | 11 | Falling Short | Headroom (MW) | 31.1422 | 30.9923 | 30.9793 | 30.9171 | 30.8247 | 30.7713 | 30.7078 | 30.6442 | 30.5801 | 30.4785 | 30.3238 | 30.161 | 29.9989 | 29.8418 | 28.582 | 27.2128 | 26.1096
Ocker Hill 132kV | Black Lake 132/11kVDUMMY | Primary Substation | 11 | Leading the Way | Headroom (MW) | 31.1422 | 30.8729 | 30.7017 | 30.4293 | 30.133 | 29.8047 | 29.5093 | 29.1498 | 28.8655 | 28.5548 | 28.277 | 28.0593 | 27.8451 | 27.5842 | 26.403 | 26.107 | 26.014
Ocker Hill 132kV | Black Lake 132/11kVDUMMY | Primary Substation | 11 | System Transformation | Headroom (MW) | 31.1422 | 30.9845 | 30.952 | 30.8378 | 30.7115 | 30.5831 | 30.5058 | 30.3237 | 30.184 | 30.0148 | 29.829 | 29.6567 | 29.5105 | 29.361 | 27.8678 | 27.4019 | 27.09
Feckenham 66kV | BLOXHAM 66 11kV S STN | Primary Substation | 11 | Best View | Headroom (MW) | 15.8335 | 15.4356 | 15.2877 | 14.8929 | 14.5484 | 12.6533 | 10.707 | 8.8485 | 7.5173 | 6.3279 | 5.3012 | 4.5515 | 3.028 | 1.576 | 0 | 0 | 0
Feckenham 66kV | BLOXHAM 66 11kV S STN | Primary Substation | 11 | Consumer Transformation | Headroom (MW) | 15.8335 | 15.2716 | 14.9682 | 14.4678 | 13.9891 | 12.9728 | 10.9685 | 8.9648 | 7.4867 | 5.954 | 4.6079 | 3.501 | 2.3163 | 0 | 0 | 0 | 0
Feckenham 66kV | BLOXHAM 66 11kV S STN | Primary Substation | 11 | Falling Short | Headroom (MW) | 15.8335 | 15.4388 | 15.3847 | 15.1877 | 14.9321 | 14.1899 | 13.4193 | 12.6549 | 12.1589 | 11.6496 | 11.1519 | 10.6216 | 10.0973 | 9.6014 | 4.7848 | 0 | 0
Feckenham 66kV | BLOXHAM 66 11kV S STN | Primary Substation | 11 | Leading the Way | Headroom (MW) | 15.8335 | 15.1236 | 14.7658 | 14.1469 | 13.6577 | 11.6348 | 9.5776 | 7.4252 | 5.8779 | 4.5627 | 3.3435 | 2.3096 | 0.67122 | 0 | 0 | 0 | 0
Feckenham 66kV | BLOXHAM 66 11kV S STN | Primary Substation | 11 | System Transformation | Headroom (MW) | 15.8335 | 15.4141 | 15.3256 | 15.092 | 14.8428 | 14.0435 | 13.0922 | 11.96 | 11.4658 | 11.0615 | 9.8928 | 8.744 | 7.6787 | 5.7501 | 0 | 0 | 0
Bishops Wood 132kV | BODENHAM 66 11kV S STN | Primary Substation | 11 | Best View | Headroom (MW) | 7.0168 | 6.88 | 6.9001 | 6.9238 | 6.9205 | 6.92 | 6.9057 | 6.8876 | 5.9288 | 0 | 0 | 0 | 0 | 0 | 0 | 0 | 0
Bishops Wood 132kV | BODENHAM 66 11kV S STN | Primary Substation | 11 | Consumer Transformation | Headroom (MW) | 7.0168 | 6.8161 | 6.7448 | 6.6619 | 6.5588 | 6.4785 | 0 | 0 | 0 | 0 | 0 | 0 | 0 | 0 | 0 | 0 | 0
Bishops Wood 132kV | BODENHAM 66 11kV S STN | Primary Substation | 11 | Falling Short | Headroom (MW) | 7.0168 | 6.8683 | 6.8709 | 6.8769 | 6.8392 | 6.817 | 6.7877 | 6.7551 | 6.707 | 6.6156 | 5.1553 | 0 | 0 | 0 | 0 | 0 | 0
Bishops Wood 132kV | BODENHAM 66 11kV S STN | Primary Substation | 11 | Leading the Way | Headroom (MW) | 7.0168 | 6.7823 | 6.6987 | 6.5875 | 6.4966 | 0 | 0 | 0 | 0 | 0 | 0 | 0 | 0 | 0 | 0 | 0 | 0
Bishops Wood 132kV | BODENHAM 66 11kV S STN | Primary Substation | 11 | System Transformation | Headroom (MW) | 7.0168 | 6.8398 | 6.815 | 6.7788 | 6.7258 | 6.6862 | 6.6314 | 6.5675 | 1.6081 | 0 | 0 | 0 | 0 | 0 | 0 | 0 | 0
Cellarhead 132kV | Boothen 132/33/11kVDUMMY | Primary Substation | 11 | Best View | Headroom (MW) | 18.2354 | 17.9486 | 16.7643 | 16.207 | 15.7391 | 14.848 | 13.6787 | 12.4157 | 11.1577 | 10.5576 | 10.0085 | 9.6147 | 9.0084 | 8.5117 | 3.0596 | 0.60336 | 0
Cellarhead 132kV | Boothen 132/33/11kVDUMMY | Primary Substation | 11 | Consumer Transformation | Headroom (MW) | 18.2354 | 17.9175 | 16.0896 | 15.0919 | 13.8569 | 12.4327 | 10.1565 | 7.9496 | 5.4939 | 3.3326 | 1.6749 | 0.55587 | 0 | 0 | 0 | 0 | 0
Cellarhead 132kV | Boothen 132/33/11kVDUMMY | Primary Substation | 11 | Falling Short | Headroom (MW) | 18.2354 | 17.9964 | 17.555 | 17.1047 | 16.6221 | 16.0429 | 15.2413 | 14.3785 | 13.4382 | 12.6159 | 11.7805 | 10.9462 | 10.1712 | 9.1973 | 2.2453 | 0 | 0
Cellarhead 132kV | Boothen 132/33/11kVDUMMY | Primary Substation | 11 | Leading the Way | Headroom (MW) | 18.2354 | 17.8619 | 15.5445 | 14.2195 | 12.8625 | 10.6208 | 8.2492 | 5.3104 | 2.8615 | 1.2402 | 0 | 0 | 0 | 0 | 0 | 0 | 0
Cellarhead 132kV | Boothen 132/33/11kVDUMMY | Primary Substation | 11 | System Transformation | Headroom (MW) | 18.2354 | 17.9517 | 16.6666 | 16.1335 | 15.467 | 14.8598 | 13.6916 | 12.5836 | 10.2646 | 9.3152 | 8.3284 | 7.4223 | 6.6844 | 6.3036 | 0 | 0 | 0
Cellarhead 132kV | BOOTHEN 132kV S STN | Bulk Supply Point | 11 | Best View | Headroom (MW) | 78.4345 | 77.5501 | 77.5059 | 77.4859 | 77.4676 | 77.4307 | 77.3776 | 77.3153 | 77.2492 | 77.216 | 77.1852 | 77.1625 | 77.1277 | 77.0988 | 76.7722 | 76.6186 | 76.5788
Cellarhead 132kV | BOOTHEN 132kV S STN | Bulk Supply Point | 11 | Consumer Transformation | Headroom (MW) | 78.4345 | 77.5462 | 77.4832 | 77.4434 | 77.3882 | 77.3182 | 77.1968 | 77.0712 | 76.9256 | 76.7941 | 76.6916 | 76.6217 | 76.5486 | 76.4944 | 69.7313 | 31.3034 | 22.4964
Cellarhead 132kV | BOOTHEN 132kV S STN | Bulk Supply Point | 11 | Falling Short | Headroom (MW) | 78.4345 | 77.5555 | 77.5287 | 77.5148 | 77.4985 | 77.4774 | 77.4456 | 77.4081 | 77.3641 | 77.3232 | 77.2799 | 77.2351 | 77.1923 | 77.1376 | 76.7224 | 76.3276 | 75.9998
Cellarhead 132kV | BOOTHEN 132kV S STN | Bulk Supply Point | 11 | Leading the Way | Headroom (MW) | 78.4345 | 77.5381 | 77.4628 | 77.4059 | 77.3407 | 77.2231 | 77.0893 | 76.9153 | 76.7659 | 76.6653 | 76.5854 | 76.5264 | 76.4703 | 76.3955 | 76.0063 | 75.9151 | 75.863
Cellarhead 132kV | BOOTHEN 132kV S STN | Bulk Supply Point | 11 | System Transformation | Headroom (MW) | 78.4345 | 77.5505 | 77.5028 | 77.4834 | 77.4571 | 77.4312 | 77.3782 | 77.3237 | 77.201 | 77.1474 | 77.0906 | 77.0375 | 76.9936 | 76.9705 | 76.4761 | 76.3394 | 76.2351
Nechells 132kV | Bordesley 132/11kVDUMMY | Primary Substation | 11 | Best View | Headroom (MW) | 65.7725 | 65.0039 | 64.4824 | 64.2826 | 63.9976 | 63.7285 | 63.4067 | 63.0436 | 62.8504 | 62.6898 | 62.4802 | 62.2716 | 62.0712 | 61.8479 | 60.2944 | 59.704 | 60.0845
Nechells 132kV | Bordesley 132/11kVDUMMY | Primary Substation | 11 | Consumer Transformation | Headroom (MW) | 65.7725 | 64.9734 | 64.3587 | 64.072 | 63.6767 | 63.302 | 62.8246 | 62.3737 | 61.9576 | 61.5337 | 61.1611 | 60.8594 | 60.4991 | 60.178 | 58.801 | 58.1569 | 58.4404
Nechells 132kV | Bordesley 132/11kVDUMMY | Primary Substation | 11 | Falling Short | Headroom (MW) | 65.7725 | 65.1511 | 64.7663 | 64.6125 | 64.393 | 64.1663 | 63.9284 | 63.6838 | 63.5072 | 63.3455 | 63.1735 | 62.9806 | 62.8027 | 62.6199 | 61.2859 | 59.8995 | 59.3433
Nechells 132kV | Bordesley 132/11kVDUMMY | Primary Substation | 11 | Leading the Way | Headroom (MW) | 65.7725 | 64.8903 | 64.2278 | 63.8718 | 63.4403 | 63.0204 | 62.5257 | 61.9681 | 61.5638 | 61.2724 | 60.9492 | 60.6674 | 60.4479 | 60.2601 | 59.1669 | 58.955 | 59.4225
Nechells 132kV | Bordesley 132/11kVDUMMY | Primary Substation | 11 | System Transformation | Headroom (MW) | 65.7725 | 65.0258 | 64.4684 | 64.2536 | 63.9788 | 63.741 | 63.4737 | 63.1749 | 63.0146 | 62.8562 | 62.6483 | 62.4192 | 62.179 | 61.9586 | 60.1804 | 59.9732 | 60.3276
Lea Marston 132kV | Boughton Road | Primary Substation | 11 | Best View | Headroom (MW) | 59.6157 | 59.3043 | 59.2931 | 56.3845 | 50.9983 | 47.2018 | 43.2373 | 38.9556 | 36.6022 | 34.3082 | 31.3179 | 28.6376 | 26.1513 | 23.7066 | 5.5269 | 0 | 0
Lea Marston 132kV | Boughton Road | Primary Substation | 11 | Consumer Transformation | Headroom (MW) | 59.6157 | 59.1831 | 58.5705 | 54.1549 | 47.3043 | 43.2728 | 37.4366 | 32.1752 | 27.6632 | 21.8567 | 16.9541 | 13.3 | 8.909 | 5.4359 | 0 | 0 | 0
Lea Marston 132kV | Boughton Road | Primary Substation | 11 | Falling Short | Headroom (MW) | 59.6157 | 59.3178 | 59.3498 | 59.3056 | 58.2401 | 56.2137 | 54.0208 | 51.6967 | 50.078 | 48.0279 | 45.9119 | 43.695 | 41.5093 | 39.1814 | 22.6603 | 6.6055 | 0
Lea Marston 132kV | Boughton Road | Primary Substation | 11 | Leading the Way | Headroom (MW) | 59.6157 | 58.9936 | 57.0207 | 51.728 | 44.9366 | 39.7098 | 34.2382 | 28.3213 | 24.3638 | 20.3802 | 16.1241 | 12.6017 | 9.7825 | 7.4055 | 0 | 0 | 0
Lea Marston 132kV | Boughton Road | Primary Substation | 11 | System Transformation | Headroom (MW) | 59.6157 | 59.3022 | 59.2898 | 59.1993 | 54.8192 | 52.6215 | 49.7488 | 46.6818 | 45.2672 | 43.1835 | 40.5259 | 37.1762 | 34.4148 | 31.8688 | 12.3732 | 7.7831 | 6.2803
Kitwell 132kV | Bournville 132/11kV | Primary Substation | 11 | Best View | Headroom (MW) | 11.4173 | 9.8811 | 6.2773 | 1.568 | 0 | 0 | 0 | 0 | 0 | 0 | 0 | 0 | 0 | 0 | 0 | 0 | 0
Kitwell 132kV | Bournville 132/11kV | Primary Substation | 11 | Consumer Transformation | Headroom (MW) | 11.4173 | 9.5287 | 2.1199 | 0 | 0 | 0 | 0 | 0 | 0 | 0 | 0 | 0 | 0 | 0 | 0 | 0 | 0
Kitwell 132kV | Bournville 132/11kV | Primary Substation | 11 | Falling Short | Headroom (MW) | 11.4173 | 10.0192 | 9.5089 | 8.6104 | 6.5333 | 3.6819 | 0.60248 | 0 | 0 | 0 | 0 | 0 | 0 | 0 | 0 | 0 | 0
Kitwell 132kV | Bournville 132/11kV | Primary Substation | 11 | Leading the Way | Headroom (MW) | 11.4173 | 7.6774 | 0 | 0 | 0 | 0 | 0 | 0 | 0 | 0 | 0 | 0 | 0 | 0 | 0 | 0 | 0
Kitwell 132kV | Bournville 132/11kV | Primary Substation | 11 | System Transformation | Headroom (MW) | 11.4173 | 9.8675 | 7.937 | 6.2039 | 3.8305 | 0.47744 | 0 | 0 | 0 | 0 | 0 | 0 | 0 | 0 | 0 | 0 | 0
Feckenham 66kV | BROADWAY 66 11kV S STN | Primary Substation | 11 | Best View | Headroom (MW) | 18.0702 | 17.9546 | 17.9393 | 17.8939 | 17.8245 | 17.7409 | 17.642 | 16.4204 | 16.2764 | 16.1716 | 16.0704 | 15.9902 | 15.9463 | 15.9176 | 7.2818 | 0 | 0
Feckenham 66kV | BROADWAY 66 11kV S STN | Primary Substation | 11 | Consumer Transformation | Headroom (MW) | 18.0702 | 17.894 | 17.8101 | 17.6803 | 17.4823 | 17.278 | 17.026 | 16.801 | 16.5317 | 16.1984 | 13.7539 | 7.9761 | 1.683 | 0 | 0 | 0 | 0
Feckenham 66kV | BROADWAY 66 11kV S STN | Primary Substation | 11 | Falling Short | Headroom (MW) | 18.0702 | 17.9557 | 17.944 | 17.903 | 17.8252 | 17.7535 | 17.6764 | 17.5924 | 17.4982 | 17.3616 | 17.2246 | 17.072 | 16.9295 | 16.7969 | 12.2625 | 0 | 0
Feckenham 66kV | BROADWAY 66 11kV S STN | Primary Substation | 11 | Leading the Way | Headroom (MW) | 18.0702 | 17.8459 | 17.7267 | 17.549 | 17.3554 | 17.1418 | 16.8946 | 15.5127 | 15.1888 | 14.9584 | 14.7546 | 14.109 | 9.7033 | 5.8992 | 0 | 0 | 0
Feckenham 66kV | BROADWAY 66 11kV S STN | Primary Substation | 11 | System Transformation | Headroom (MW) | 18.0702 | 17.9401 | 17.9102 | 17.8483 | 17.7627 | 17.6645 | 17.5608 | 17.435 | 17.2718 | 17.1318 | 16.98 | 16.8398 | 16.7307 | 16.6792 | 0 | 0 | 0
Port Ham 132kV | BROCKWORTH 33 11kV S STN | Primary Substation | 11 | Best View | Headroom (MW) | 8.5753 | 7.7961 | 7.3311 | 7.11 | 6.926 | 6.587 | 6.411 | 6.2729 | 5.9833 | 5.6818 | 5.3658 | 5.1087 | 5.0565 | 5.0315 | 3.8843 | 3.2429 | 2.624
Port Ham 132kV | BROCKWORTH 33 11kV S STN | Primary Substation | 11 | Consumer Transformation | Headroom (MW) | 8.5753 | 7.6898 | 7.0941 | 6.7236 | 6.3414 | 5.8381 | 5.4306 | 5.1207 | 4.5938 | 3.9398 | 3.3919 | 2.9947 | 2.7694 | 2.6088 | 0.65466 | 0 | 0
Port Ham 132kV | BROCKWORTH 33 11kV S STN | Primary Substation | 11 | Falling Short | Headroom (MW) | 8.5753 | 7.8664 | 7.4805 | 7.2706 | 7.0795 | 6.7185 | 6.5334 | 6.3528 | 6.1061 | 5.788 | 5.4826 | 5.175 | 4.9337 | 4.7248 | 2.6869 | 0.90811 | 0
Port Ham 132kV | BROCKWORTH 33 11kV S STN | Primary Substation | 11 | Leading the Way | Headroom (MW) | 8.5753 | 7.5511 | 6.8765 | 6.4398 | 6.0911 | 5.4609 | 5.0992 | 4.7559 | 4.2984 | 3.8384 | 3.4709 | 3.1794 | 3.1291 | 3.1314 | 1.9047 | 1.455 | 1.2223
Port Ham 132kV | BROCKWORTH 33 11kV S STN | Primary Substation | 11 | System Transformation | Headroom (MW) | 8.5753 | 7.7496 | 7.2349 | 6.988 | 6.7869 | 6.4498 | 6.2533 | 6.081 | 5.7407 | 5.3763 | 4.9893 | 4.6529 | 4.5147 | 4.4768 | 2.1878 | 1.796 | 1.3386
Bishops Wood 132kV | BROMYARD 66/11kV | Primary Substation | 11 | Best View | Headroom (MW) | 7.724 | 7.6146 | 7.5928 | 7.5387 | 7.441 | 7.3582 | 7.0738 | 6.8173 | 5.0246 | 0 | 0 | 0 | 0 | 0 | 0 | 0 | 0
Bishops Wood 132kV | BROMYARD 66/11kV | Primary Substation | 11 | Consumer Transformation | Headroom (MW) | 7.724 | 7.5395 | 7.4315 | 7.2646 | 7.0534 | 6.8735 | 0 | 0 | 0 | 0 | 0 | 0 | 0 | 0 | 0 | 0 | 0
Bishops Wood 132kV | BROMYARD 66/11kV | Primary Substation | 11 | Falling Short | Headroom (MW) | 7.724 | 7.5975 | 7.5589 | 7.4904 | 7.3756 | 7.2786 | 7.187 | 7.1146 | 7.0366 | 6.9075 | 4.369 | 0 | 0 | 0 | 0 | 0 | 0
Bishops Wood 132kV | BROMYARD 66/11kV | Primary Substation | 11 | Leading the Way | Headroom (MW) | 7.724 | 7.492 | 7.349 | 7.1403 | 6.9317 | 0 | 0 | 0 | 0 | 0 | 0 | 0 | 0 | 0 | 0 | 0 | 0
Bishops Wood 132kV | BROMYARD 66/11kV | Primary Substation | 11 | System Transformation | Headroom (MW) | 7.724 | 7.5735 | 7.5062 | 7.399 | 7.0771 | 6.8488 | 6.7339 | 6.4522 | 1.3628 | 0 | 0 | 0 | 0 | 0 | 0 | 0 | 0
Ironbridge & Shrewsbury 132kV | BROSELEY 33 11kV S STN | Primary Substation | 11 | Best View | Headroom (MW) | 10.2735 | 10.2086 | 10.2349 | 10.2498 | 10.2208 | 10.1943 | 10.1509 | 10.1017 | 10.0499 | 9.9884 | 9.9309 | 9.8847 | 9.8513 | 9.8326 | 0 | 0 | 0
Ironbridge & Shrewsbury 132kV | BROSELEY 33 11kV S STN | Primary Substation | 11 | Consumer Transformation | Headroom (MW) | 10.2735 | 10.1458 | 10.0969 | 10.0105 | 9.8395 | 9.6745 | 9.4589 | 9.3061 | 9.0855 | 3.8018 | 0 | 0 | 0 | 0 | 0 | 0 | 0
Ironbridge & Shrewsbury 132kV | BROSELEY 33 11kV S STN | Primary Substation | 11 | Falling Short | Headroom (MW) | 10.2735 | 10.1971 | 10.2114 | 10.2164 | 10.1717 | 10.1312 | 10.076 | 10.0198 | 9.9573 | 9.8346 | 9.7137 | 9.595 | 9.4672 | 9.3577 | 0 | 0 | 0
Ironbridge & Shrewsbury 132kV | BROSELEY 33 11kV S STN | Primary Substation | 11 | Leading the Way | Headroom (MW) | 10.2735 | 10.1016 | 10.0202 | 9.8969 | 9.7285 | 9.5615 | 9.3633 | 9.1601 | 7.2216 | 0 | 0 | 0 | 0 | 0 | 0 | 0 | 0
Ironbridge & Shrewsbury 132kV | BROSELEY 33 11kV S STN | Primary Substation | 11 | System Transformation | Headroom (MW) | 10.2735 | 10.1929 | 10.1968 | 10.1946 | 10.1427 | 9.9323 | 9.8517 | 9.7612 | 9.6432 | 9.1476 | 9.0434 | 8.9404 | 6.0959 | 2.5224 | 0 | 0 | 0
Feckenham 66kV | BROTHERIDGE GRN 66 11kV S STN | Primary Substation | 11 | Best View | Headroom (MW) | 29.8063 | 29.4039 | 29.4379 | 29.4532 | 29.3878 | 29.3195 | 29.2107 | 27.9426 | 26.149 | 24.3661 | 22.6976 | 21.1417 | 19.11 | 17.193 | 4.0576 | 0 | 0
Feckenham 66kV | BROTHERIDGE GRN 66 11kV S STN | Primary Substation | 11 | Consumer Transformation | Headroom (MW) | 29.8063 | 29.2775 | 29.1697 | 29.0404 | 26.1486 | 23.8435 | 20.8031 | 17.7925 | 14.2075 | 10.2344 | 6.8757 | 4.0589 | 1.1547 | 0 | 0 | 0 | 0
Feckenham 66kV | BROTHERIDGE GRN 66 11kV S STN | Primary Substation | 11 | Falling Short | Headroom (MW) | 29.8063 | 29.4294 | 29.4299 | 29.4228 | 29.3186 | 29.2304 | 29.1195 | 29.018 | 28.8904 | 27.4306 | 25.737 | 23.988 | 21.9127 | 19.7039 | 4.2646 | 0 | 0
Feckenham 66kV | BROTHERIDGE GRN 66 11kV S STN | Primary Substation | 11 | Leading the Way | Headroom (MW) | 29.8063 | 29.1947 | 29.0436 | 28.8522 | 28.2838 | 25.1674 | 22.2735 | 18.8694 | 15.4186 | 12.5832 | 10.0962 | 8.015 | 5.5718 | 3.4259 | 0 | 0 | 0
Feckenham 66kV | BROTHERIDGE GRN 66 11kV S STN | Primary Substation | 11 | System Transformation | Headroom (MW) | 29.8063 | 29.3391 | 29.2986 | 29.2563 | 29.1496 | 29.0402 | 28.8978 | 27.1307 | 24.787 | 22.1469 | 19.7633 | 17.4063 | 15.4176 | 12.5028 | 0 | 0 | 0
Rugeley 132kV | Burntwood 132/11kVDUMMY | Primary Substation | 11 | Best View | Headroom (MW) | 49.0322 | 47.4673 | 47.3839 | 47.1866 | 46.4631 | 45.3647 | 43.748 | 41.6559 | 39.878 | 34.4169 | 24.0132 | 13.0491 | 2.089 | 0 | 0 | 0 | 0
Rugeley 132kV | Burntwood 132/11kVDUMMY | Primary Substation | 11 | Consumer Transformation | Headroom (MW) | 49.0322 | 47.1326 | 46.5085 | 45.6601 | 43.9584 | 42.3285 | 39.5237 | 35.2283 | 23.6134 | 7.2544 | 0 | 0 | 0 | 0 | 0 | 0 | 0
Rugeley 132kV | Burntwood 132/11kVDUMMY | Primary Substation | 11 | Falling Short | Headroom (MW) | 49.0322 | 47.6375 | 47.665 | 47.7133 | 47.3172 | 47.0014 | 46.5998 | 45.8961 | 45.3017 | 44.222 | 43.1371 | 42.016 | 40.5348 | 38.8028 | 18.1861 | 0 | 0
Rugeley 132kV | Burntwood 132/11kVDUMMY | Primary Substation | 11 | Leading the Way | Headroom (MW) | 49.0322 | 46.6469 | 45.6592 | 44.5218 | 42.5745 | 39.8759 | 36.8938 | 33.2519 | 30.3006 | 18.4777 | 8.0126 | 0 | 0 | 0 | 0 | 0 | 0
Rugeley 132kV | Burntwood 132/11kVDUMMY | Primary Substation | 11 | System Transformation | Headroom (MW) | 49.0322 | 47.497 | 47.4698 | 47.4073 | 46.7018 | 46.32 | 45.4688 | 44.1196 | 42.4573 | 40.7049 | 38.8726 | 37.1369 | 35.1403 | 33.7122 | 0 | 0 | 0
Cellarhead 132kV | Burslem 132/33/11kVDUMMY | Primary Substation | 11 | Best View | Headroom (MW) | 57.8147 | 57.5553 | 57.643 | 57.5932 | 56.6308 | 55.5819 | 54.8084 | 53.7253 | 52.8248 | 51.881 | 50.9668 | 50.1535 | 49.5343 | 48.9809 | 45.0312 | 43.0858 | 42.6344
Cellarhead 132kV | Burslem 132/33/11kVDUMMY | Primary Substation | 11 | Consumer Transformation | Headroom (MW) | 57.8147 | 57.4101 | 56.525 | 55.265 | 52.8937 | 51.5278 | 50.0446 | 48.6535 | 46.9396 | 44.8358 | 42.724 | 41.1017 | 39.7579 | 38.5763 | 0 | 0 | 0
Cellarhead 132kV | Burslem 132/33/11kVDUMMY | Primary Substation | 11 | Falling Short | Headroom (MW) | 57.8147 | 57.543 | 57.6473 | 57.6231 | 56.9096 | 56.2106 | 55.717 | 55.0313 | 54.4341 | 53.6605 | 52.6959 | 51.6934 | 50.8101 | 49.9517 | 44.987 | 40.2049 | 19.4945
Cellarhead 132kV | Burslem 132/33/11kVDUMMY | Primary Substation | 11 | Leading the Way | Headroom (MW) | 57.8147 | 57.2158 | 56.9396 | 56.4765 | 54.8792 | 53.065 | 51.4907 | 49.6549 | 48.1419 | 46.2535 | 44.9588 | 43.8545 | 42.7259 | 42.0295 | 36.826 | 8.9752 | 0
Cellarhead 132kV | Burslem 132/33/11kVDUMMY | Primary Substation | 11 | System Transformation | Headroom (MW) | 57.8147 | 57.54 | 57.6389 | 57.5935 | 56.4526 | 55.6162 | 55.0305 | 53.7913 | 52.7916 | 51.7026 | 50.6078 | 49.5611 | 48.6496 | 48.0312 | 42.1351 | 40.0934 | 39.0038
Bushbury 132kV | Bushbury B-C 132/33/11kVDUMMY | Primary Substation | 11 | Best View | Headroom (MW) | 20.202 | 19.2512 | 18.7602 | 18.383 | 17.8409 | 17.0634 | 16.183 | 15.2186 | 14.1416 | 12.5695 | 11.3736 | 10.4201 | 9.6587 | 8.9989 | 1.1463 | 0 | 0
Bushbury 132kV | Bushbury B-C 132/33/11kVDUMMY | Primary Substation | 11 | Consumer Transformation | Headroom (MW) | 20.202 | 19.003 | 18.1247 | 17.3907 | 16.1405 | 14.8077 | 13.1076 | 11.5391 | 9.6868 | 6.7863 | 4.6532 | 3.0793 | 1.5535 | 0.3619 | 0 | 0 | 0
Bushbury 132kV | Bushbury B-C 132/33/11kVDUMMY | Primary Substation | 11 | Falling Short | Headroom (MW) | 20.202 | 19.3215 | 19.0027 | 18.797 | 18.454 | 17.9874 | 17.6312 | 17.2341 | 16.7594 | 15.7839 | 14.9611 | 14.1143 | 13.0055 | 12.0103 | 4.3232 | 0 | 0
Bushbury 132kV | Bushbury B-C 132/33/11kVDUMMY | Primary Substation | 11 | Leading the Way | Headroom (MW) | 20.202 | 18.6044 | 17.4656 | 16.4215 | 15.1843 | 13.4128 | 11.7597 | 9.9274 | 8.0395 | 5.7566 | 4.0406 | 2.7857 | 1.769 | 0.98704 | 0 | 0 | 0
Bushbury 132kV | Bushbury B-C 132/33/11kVDUMMY | Primary Substation | 11 | System Transformation | Headroom (MW) | 20.202 | 19.2566 | 18.7369 | 18.4828 | 18.1579 | 17.5187 | 17.0967 | 16.5594 | 15.6039 | 14.1314 | 12.5206 | 11.4124 | 10.5244 | 10.0794 | 1.403 | 0 | 0
Bushbury 132kV | BUSHBURY C 132kV S STN | Bulk Supply Point | 11 | Best View | Headroom (MW) | 42.6689 | 41.7529 | 41.3513 | 40.989 | 40.3343 | 0 | 0 | 0 | 0 | 0 | 0 | 0 | 0 | 0 | 0 | 0 | 0
Bushbury 132kV | BUSHBURY C 132kV S STN | Bulk Supply Point | 11 | Consumer Transformation | Headroom (MW) | 42.6689 | 41.6076 | 40.9103 | 40.2981 | 39.3197 | 0 | 0 | 0 | 0 | 0 | 0 | 0 | 0 | 0 | 0 | 0 | 0
Bushbury 132kV | BUSHBURY C 132kV S STN | Bulk Supply Point | 11 | Falling Short | Headroom (MW) | 42.6689 | 41.8312 | 41.5615 | 41.3755 | 41.0079 | 0 | 0 | 0 | 0 | 0 | 0 | 0 | 0 | 0 | 0 | 0 | 0
Bushbury 132kV | BUSHBURY C 132kV S STN | Bulk Supply Point | 11 | Leading the Way | Headroom (MW) | 42.6689 | 41.3791 | 40.5757 | 39.7925 | 38.7771 | 0 | 0 | 0 | 0 | 0 | 0 | 0 | 0 | 0 | 0 | 0 | 0
Bushbury 132kV | BUSHBURY C 132kV S STN | Bulk Supply Point | 11 | System Transformation | Headroom (MW) | 42.6689 | 41.7685 | 41.3328 | 41.0565 | 40.2637 | 0 | 0 | 0 | 0 | 0 | 0 | 0 | 0 | 0 | 0 | 0 | 0
Bustleholm 132kV | BUSTLEHOLM 11kV S STN | Primary Substation | 11 | Best View | Headroom (MW) | 25.4054 | 24.9463 | 25.0196 | 24.9752 | 24.6487 | 24.2456 | 23.4867 | 22.7005 | 21.881 | 20.9422 | 20.07 | 19.3708 | 18.8433 | 18.4662 | 11.8958 | 8.0556 | 5.4018
Bustleholm 132kV | BUSTLEHOLM 11kV S STN | Primary Substation | 11 | Consumer Transformation | Headroom (MW) | 25.4054 | 24.7024 | 24.4106 | 23.9394 | 22.9207 | 21.9048 | 20.376 | 19.0786 | 17.5642 | 15.6018 | 14.1279 | 13.2219 | 12.3461 | 11.7417 | 2.2712 | 0 | 0
Bustleholm 132kV | BUSTLEHOLM 11kV S STN | Primary Substation | 11 | Falling Short | Headroom (MW) | 25.4054 | 24.9682 | 25.0669 | 25.1147 | 24.9485 | 24.7749 | 24.5578 | 24.2921 | 23.953 | 23.4031 | 22.8597 | 22.2937 | 21.4972 | 20.7872 | 13.7708 | 7.2557 | 1.0851
Bustleholm 132kV | BUSTLEHOLM 11kV S STN | Primary Substation | 11 | Leading the Way | Headroom (MW) | 25.4054 | 24.3616 | 23.8127 | 23.0878 | 22.1393 | 20.6274 | 19.005 | 17.2681 | 15.7796 | 14.2925 | 13.1159 | 11.9293 | 11.2566 | 10.8293 | 4.2337 | 1.9189 | 0
Bustleholm 132kV | BUSTLEHOLM 11kV S STN | Primary Substation | 11 | System Transformation | Headroom (MW) | 25.4054 | 24.9747 | 25.0626 | 25.0659 | 24.9728 | 24.5494 | 24.0882 | 23.7158 | 22.5151 | 21.7394 | 20.9159 | 20.1882 | 19.7026 | 19.5937 | 11.7888 | 9.1529 | 6.3189
Iron Acton 132kV | CAMP 33 11kV S STN | Primary Substation | 11 | Best View | Headroom (MW) | 1.3981 | 1.2057 | 1.1907 | 1.1299 | 1.0035 | 0.86516 | 0.70657 | 0.52321 | 0.35822 | 0.21384 | 0.08496 | 0.0022678 | 0 | 0 | 0 | 0 | 0
Iron Acton 132kV | CAMP 33 11kV S STN | Primary Substation | 11 | Consumer Transformation | Headroom (MW) | 1.3981 | 1.0742 | 0.86399 | 0.61884 | 0.29952 | 0 | 0 | 0 | 0 | 0 | 0 | 0 | 0 | 0 | 0 | 0 | 0
Iron Acton 132kV | CAMP 33 11kV S STN | Primary Substation | 11 | Falling Short | Headroom (MW) | 1.3981 | 1.1622 | 1.1078 | 1.0451 | 0.8938 | 0.76672 | 0.61776 | 0.43082 | 0.23165 | 0 | 0 | 0 | 0 | 0 | 0 | 0 | 0
Iron Acton 132kV | CAMP 33 11kV S STN | Primary Substation | 11 | Leading the Way | Headroom (MW) | 1.3981 | 1.0081 | 0.78077 | 0.49724 | 0.18001 | 0 | 0 | 0 | 0 | 0 | 0 | 0 | 0 | 0 | 0 | 0 | 0
Iron Acton 132kV | CAMP 33 11kV S STN | Primary Substation | 11 | System Transformation | Headroom (MW) | 1.3981 | 1.1247 | 1.0289 | 0.92741 | 0.75779 | 0.59414 | 0.39795 | 0.16133 | 0 | 0 | 0 | 0 | 0 | 0 | 0 | 0 | 0
Rugeley 132kV | Cannock 132/11kV | Primary Substation | 11 | Best View | Headroom (MW) | 49.2791 | 48.1428 | 48.1086 | 47.6329 | 46.7748 | 45.0409 | 43.1768 | 41.2886 | 39.531 | 37.6319 | 35.7376 | 34.0114 | 31.8337 | 29.7997 | 15.2723 | 6.9195 | 1.657
Rugeley 132kV | Cannock 132/11kV | Primary Substation | 11 | Consumer Transformation | Headroom (MW) | 49.2791 | 47.6396 | 45.4339 | 42.4419 | 38.4984 | 35.8236 | 32.3404 | 29.1949 | 25.5617 | 20.8823 | 17.0191 | 13.2771 | 9.9866 | 7.1499 | 0 | 0 | 0
Rugeley 132kV | Cannock 132/11kV | Primary Substation | 11 | Falling Short | Headroom (MW) | 49.2791 | 48.1352 | 48.1469 | 47.9695 | 47.3683 | 46.7565 | 46.0551 | 45.3324 | 44.5603 | 43.3876 | 41.8495 | 40.254 | 38.6843 | 36.8858 | 22.9358 | 9.6143 | 0
Rugeley 132kV | Cannock 132/11kV | Primary Substation | 11 | Leading the Way | Headroom (MW) | 49.2791 | 46.9405 | 45.6119 | 43.8776 | 41.6437 | 38.2078 | 34.789 | 30.8613 | 27.4995 | 24.3423 | 21.6253 | 18.9469 | 16.7453 | 14.9523 | 1.2048 | 0 | 0
Rugeley 132kV | Cannock 132/11kV | Primary Substation | 11 | System Transformation | Headroom (MW) | 49.2791 | 48.1253 | 48.0841 | 47.7856 | 47.0119 | 46.1535 | 45.3445 | 43.7106 | 42.026 | 40.2039 | 38.242 | 36.4063 | 34.8675 | 32.9914 | 15.5932 | 9.0259 | 2.7071
Lea Marston 132kV | Castle Bromwich 132/11kVDUMMY | Primary Substation | 11 | Best View | Headroom (MW) | 37.8603 | 36.2178 | 35.6666 | 35.6802 | 35.3349 | 34.2906 | 33.4849 | 32.0866 | 31.5004 | 30.9531 | 30.4183 | 30.0052 | 28.8068 | 28.297 | 21.6791 | 17.6299 | 14.6859
Lea Marston 132kV | Castle Bromwich 132/11kVDUMMY | Primary Substation | 11 | Consumer Transformation | Headroom (MW) | 37.8603 | 35.9087 | 34.818 | 34.3631 | 33.1865 | 32.1237 | 30.4335 | 29.0355 | 27.5832 | 25.5831 | 24.0489 | 23.1385 | 22.1953 | 21.531 | 11.7559 | 8.3868 | 8.184
Lea Marston 132kV | Castle Bromwich 132/11kVDUMMY | Primary Substation | 11 | Falling Short | Headroom (MW) | 37.8603 | 36.384 | 36.0268 | 36.1422 | 35.8969 | 35.6486 | 35.3698 | 35.0826 | 34.8572 | 34.3971 | 33.9417 | 33.4536 | 33.0206 | 32.35 | 26.0914 | 20.0045 | 14.5523
Lea Marston 132kV | Castle Bromwich 132/11kVDUMMY | Primary Substation | 11 | Leading the Way | Headroom (MW) | 37.8603 | 35.4133 | 34.0277 | 33.2265 | 32.1255 | 30.3016 | 28.6879 | 26.4373 | 25.0495 | 23.5854 | 22.4063 | 21.6028 | 20.2362 | 19.695 | 12.993 | 11.8278 | 11.0727
Lea Marston 132kV | Castle Bromwich 132/11kVDUMMY | Primary Substation | 11 | System Transformation | Headroom (MW) | 37.8603 | 36.2411 | 35.6172 | 35.7299 | 35.3659 | 35.232 | 34.7213 | 34.2305 | 32.9622 | 32.2619 | 31.4998 | 30.8087 | 30.3109 | 30.2058 | 22.486 | 20.7343 | 19.0593
Port Ham 132kV | CASTLE MEADS 33kV S STN | Bulk Supply Point | 33 | Best View | Headroom (MW) | 66.2657 | 41.2487 | 0 | 0 | 0 | 0 | 0 | 0 | 0 | 0 | 0 | 0 | 0 | 0 | 0 | 0 | 0
Port Ham 132kV | CASTLE MEADS 33kV S STN | Bulk Supply Point | 33 | Consumer Transformation | Headroom (MW) | 66.2657 | 36.7876 | 0 | 0 | 0 | 0 | 0 | 0 | 0 | 0 | 0 | 0 | 0 | 0 | 0 | 0 | 0
Port Ham 132kV | CASTLE MEADS 33kV S STN | Bulk Supply Point | 33 | Falling Short | Headroom (MW) | 66.2657 | 43.0723 | 3.087 | 0 | 0 | 0 | 0 | 0 | 0 | 0 | 0 | 0 | 0 | 0 | 0 | 0 | 0
Port Ham 132kV | CASTLE MEADS 33kV S STN | Bulk Supply Point | 33 | Leading the Way | Headroom (MW) | 66.2657 | 31.6102 | 0 | 0 | 0 | 0 | 0 | 0 | 0 | 0 | 0 | 0 | 0 | 0 | 0 | 0 | 0
Port Ham 132kV | CASTLE MEADS 33kV S STN | Bulk Supply Point | 33 | System Transformation | Headroom (MW) | 66.2657 | 39.5348 | 0 | 0 | 0 | 0 | 0 | 0 | 0 | 0 | 0 | 0 | 0 | 0 | 0 | 0 | 0
Cellarhead 132kV | CAULDON | Primary Substation | 11 | Best View | Headroom (MW) | 7.0976 | 7.0066 | 6.9612 | 6.6381 | 5.3658 | 4.5181 | 3.6605 | 2.8037 | 1.9429 | 1.4394 | 0.95154 | 0.47367 | 0.0033588 | 0 | 0 | 0 | 0
Cellarhead 132kV | CAULDON | Primary Substation | 11 | Consumer Transformation | Headroom (MW) | 7.0976 | 6.9863 | 6.9052 | 6.5412 | 6.0328 | 5.9546 | 5.8545 | 5.7715 | 5.6742 | 5.5569 | 5.4738 | 5.4263 | 5.3789 | 5.3435 | 5.0514 | 4.8231 | 4.8289
Cellarhead 132kV | CAULDON | Primary Substation | 11 | Falling Short | Headroom (MW) | 7.0976 | 7.0193 | 7 | 6.7169 | 5.5564 | 4.6908 | 3.8157 | 2.9414 | 2.0586 | 1.5275 | 1.0018 | 0.47066 | 0 | 0 | 0 | 0 | 0
Cellarhead 132kV | CAULDON | Primary Substation | 11 | Leading the Way | Headroom (MW) | 7.0976 | 6.9688 | 6.8905 | 6.4767 | 5.9664 | 5.8737 | 5.7706 | 5.656 | 5.5571 | 5.4896 | 5.4375 | 5.4027 | 5.4028 | 5.3953 | 5.1683 | 5.0573 | 5.0804
Cellarhead 132kV | CAULDON | Primary Substation | 11 | System Transformation | Headroom (MW) | 7.0976 | 6.9963 | 6.9411 | 6.6017 | 6.0966 | 6.019 | 5.9411 | 5.8574 | 5.7662 | 5.6657 | 5.5679 | 5.4693 | 5.3986 | 5.3563 | 4.5433 | 4.4635 | 4.5755
Kitwell 132kV | Chad Valley 132/11kVDUMMY | Primary Substation | 11 | Best View | Headroom (MW) | 56.0672 | 55.7013 | 56.1184 | 55.8585 | 54.3405 | 53.3783 | 51.9671 | 50.5031 | 49.3565 | 48.4802 | 47.6306 | 46.9592 | 46.4989 | 46.168 | 38.01 | 32.9867 | 30.2041
Kitwell 132kV | Chad Valley 132/11kVDUMMY | Primary Substation | 11 | Consumer Transformation | Headroom (MW) | 56.0672 | 55.1547 | 54.8112 | 53.7491 | 51.0479 | 49.1831 | 46.4552 | 44.1207 | 41.6659 | 39.0837 | 37.1606 | 36.0868 | 34.8644 | 34.0149 | 21.8361 | 17.3401 | 16.9578
Kitwell 132kV | Chad Valley 132/11kVDUMMY | Primary Substation | 11 | Falling Short | Headroom (MW) | 56.0672 | 55.56 | 55.8843 | 55.7691 | 54.6332 | 53.9766 | 53.1975 | 52.3821 | 51.6312 | 50.7432 | 49.7969 | 48.7831 | 47.7875 | 46.9369 | 36.8241 | 28.9303 | 21.488
Kitwell 132kV | Chad Valley 132/11kVDUMMY | Primary Substation | 11 | Leading the Way | Headroom (MW) | 56.0672 | 54.5958 | 53.7931 | 52.271 | 49.6708 | 47.2579 | 44.714 | 41.9799 | 39.6833 | 37.7926 | 36.231 | 35.1563 | 34.265 | 33.6764 | 25.6477 | 24.6304 | 24.0202
Kitwell 132kV | Chad Valley 132/11kVDUMMY | Primary Substation | 11 | System Transformation | Headroom (MW) | 56.0672 | 55.6488 | 56.0037 | 55.8138 | 54.5045 | 53.93 | 53.141 | 52.1819 | 51.4257 | 50.7429 | 49.5703 | 48.4706 | 47.5951 | 47.1821 | 37.1442 | 35.1974 | 33.1718
Cellarhead 132kV | CHEADLE 33 11kV S STN | Primary Substation | 11 | Best View | Headroom (MW) | 16.7433 | 16.2855 | 15.9385 | 15.6716 | 15.2673 | 14.948 | 14.595 | 14.2503 | 13.86 | 13.3904 | 12.8643 | 11.8191 | 11.432 | 11.1773 | 8.9065 | 8.3447 | 7.8811
Cellarhead 132kV | CHEADLE 33 11kV S STN | Primary Substation | 11 | Consumer Transformation | Headroom (MW) | 16.7433 | 16.2527 | 15.851 | 15.5005 | 15.0144 | 14.6128 | 14.1542 | 13.7502 | 13.2545 | 11.8889 | 10.3916 | 9.2149 | 8.7518 | 7.3679 | 3.0611 | 0.23652 | 0
Cellarhead 132kV | CHEADLE 33 11kV S STN | Primary Substation | 11 | Falling Short | Headroom (MW) | 16.7433 | 16.365 | 16.1221 | 15.8799 | 15.588 | 15.3169 | 15.0496 | 14.8065 | 14.529 | 14.1707 | 13.7851 | 13.3648 | 13.0637 | 12.3744 | 8.1435 | 5.1114 | 1.6895
Cellarhead 132kV | CHEADLE 33 11kV S STN | Primary Substation | 11 | Leading the Way | Headroom (MW) | 16.7433 | 16.175 | 15.7426 | 15.3025 | 14.7866 | 14.2958 | 13.8227 | 13.3704 | 12.3997 | 11.2318 | 10.1455 | 9.2594 | 9.1154 | 9.0741 | 6.4423 | 2.8061 | 0
Cellarhead 132kV | CHEADLE 33 11kV S STN | Primary Substation | 11 | System Transformation | Headroom (MW) | 16.7433 | 16.2946 | 15.9511 | 15.6802 | 15.3063 | 15.0294 | 14.7135 | 14.2401 | 13.86 | 13.4632 | 11.4756 | 10.1526 | 9.7818 | 9.6201 | 4.4099 | 2.073 | 0
Nechells 132kV | Cheapside 132/11kVDUMMY | Primary Substation | 11 | Best View | Headroom (MW) | 56.8917 | 56.0141 | 55.5416 | 53.9367 | 50.907 | 47.1173 | 43.1599 | 38.8859 | 36.5366 | 34.2468 | 31.2618 | 28.5863 | 26.1045 | 23.6641 | 5.517 | 0 | 0
Nechells 132kV | Cheapside 132/11kVDUMMY | Primary Substation | 11 | Consumer Transformation | Headroom (MW) | 56.8917 | 55.8999 | 55.213 | 53.5547 | 47.2196 | 43.1953 | 37.3695 | 32.1176 | 27.6136 | 21.8176 | 16.9237 | 13.2762 | 8.893 | 5.4261 | 0 | 0 | 0
Nechells 132kV | Cheapside 132/11kVDUMMY | Primary Substation | 11 | Falling Short | Headroom (MW) | 56.8917 | 56.1164 | 55.7838 | 54.4813 | 53.0286 | 51.5941 | 50.1527 | 48.9026 | 48.2681 | 47.6894 | 45.8297 | 43.6168 | 41.435 | 39.1112 | 22.6198 | 6.5937 | 0
Nechells 132kV | Cheapside 132/11kVDUMMY | Primary Substation | 11 | Leading the Way | Headroom (MW) | 56.8917 | 55.7042 | 54.8771 | 51.6354 | 44.8561 | 39.6388 | 34.177 | 28.2706 | 24.3202 | 20.3437 | 16.0953 | 12.5791 | 9.765 | 7.3922 | 0 | 0 | 0
Nechells 132kV | Cheapside 132/11kVDUMMY | Primary Substation | 11 | System Transformation | Headroom (MW) | 56.8917 | 56.004 | 55.465 | 53.9814 | 52.0043 | 50.6359 | 48.961 | 46.5982 | 45.1861 | 43.1062 | 40.4533 | 37.1097 | 34.3532 | 31.8118 | 12.3511 | 7.7691 | 6.2749
Cellarhead 132kV | CHEDDLETON 33 11kV S STN | Primary Substation | 11 | Best View | Headroom (MW) | 8.7866 | 8.6338 | 8.6202 | 8.6036 | 8.5224 | 8.4395 | 8.3578 | 8.2724 | 8.1869 | 8.038 | 7.9019 | 7.7684 | 7.676 | 7.6094 | 6.8706 | 6.6795 | 6.986
Cellarhead 132kV | CHEDDLETON 33 11kV S STN | Primary Substation | 11 | Consumer Transformation | Headroom (MW) | 8.7866 | 8.6076 | 8.5467 | 8.4606 | 8.313 | 8.161 | 7.9868 | 7.8467 | 7.6567 | 7.409 | 7.2233 | 7.1047 | 7.0092 | 6.9508 | 0 | 0 | 0
Cellarhead 132kV | CHEDDLETON 33 11kV S STN | Primary Substation | 11 | Falling Short | Headroom (MW) | 8.7866 | 8.6379 | 8.6358 | 8.6455 | 8.614 | 8.585 | 8.5453 | 8.5103 | 8.4502 | 8.3449 | 8.2387 | 8.122 | 8.0274 | 7.9548 | 6.7271 | 5.4188 | 4.2393
Cellarhead 132kV | CHEDDLETON 33 11kV S STN | Primary Substation | 11 | Leading the Way | Headroom (MW) | 8.7866 | 8.5466 | 8.449 | 8.3408 | 8.1837 | 8.0145 | 7.8311 | 7.6259 | 7.3945 | 7.229 | 7.0946 | 7.0145 | 7.0078 | 7.027 | 6.0687 | 4.3152 | 0
Cellarhead 132kV | CHEDDLETON 33 11kV S STN | Primary Substation | 11 | System Transformation | Headroom (MW) | 8.7866 | 8.6378 | 8.6448 | 8.6376 | 8.614 | 8.5832 | 8.5295 | 8.449 | 8.3447 | 8.2484 | 8.1384 | 8.0409 | 8.0043 | 8.0202 | 6.4992 | 6.1336 | 5.7374
Lea Marston 132kV | CHELMSLEY WOOD | Primary Substation | 11 | Best View | Headroom (MW) | 30.6893 | 30.4804 | 30.4423 | 30.371 | 30.2305 | 30.0606 | 29.8797 | 29.4024 | 29.1952 | 28.9091 | 28.7674 | 28.7234 | 28.7795 | 28.8968 | 27.9894 | 27.3614 | 26.6039
Lea Marston 132kV | CHELMSLEY WOOD | Primary Substation | 11 | Consumer Transformation | Headroom (MW) | 30.6893 | 30.3931 | 30.268 | 30.0942 | 29.7967 | 29.5224 | 29.2152 | 28.7026 | 28.3946 | 27.8516 | 27.4955 | 27.2916 | 27.0896 | 26.9564 | 25.0806 | 24.1838 | 23.9855
Lea Marston 132kV | CHELMSLEY WOOD | Primary Substation | 11 | Falling Short | Headroom (MW) | 30.6893 | 30.4926 | 30.4947 | 30.4794 | 30.3509 | 30.2477 | 30.1621 | 29.9004 | 29.7504 | 29.5289 | 29.3371 | 29.138 | 28.9367 | 28.7559 | 27.2162 | 26.0355 | 24.8346
Lea Marston 132kV | CHELMSLEY WOOD | Primary Substation | 11 | Leading the Way | Headroom (MW) | 30.6893 | 30.2714 | 30.0474 | 29.7816 | 29.4974 | 29.211 | 28.7985 | 28.2151 | 27.9181 | 27.5248 | 27.2648 | 27.098 | 27.0112 | 26.7301 | 25.6385 | 25.5368 | 25.4462
Lea Marston 132kV | CHELMSLEY WOOD | Primary Substation | 11 | System Transformation | Headroom (MW) | 30.6893 | 30.4782 | 30.4724 | 30.4367 | 30.3612 | 30.2817 | 30.0843 | 29.7055 | 29.5773 | 29.3455 | 29.1689 | 29.0112 | 28.9062 | 28.8828 | 27.2948 | 26.7649 | 25.8671
Port Ham 132kV | Cheltenham 132/66/11kVDUMMY | Primary Substation | 11 | Best View | Headroom (MW) | 27.4813 | 27.2352 | 27.065 | 26.6702 | 26.1097 | 25.621 | 25.1208 | 24.578 | 23.8479 | 23.1605 | 22.5231 | 22.03 | 21.6482 | 21.3492 | 19.4022 | 18.4653 | 18.0711
Port Ham 132kV | Cheltenham 132/66/11kVDUMMY | Primary Substation | 11 | Consumer Transformation | Headroom (MW) | 27.4813 | 27.1493 | 26.8381 | 26.2552 | 25.4248 | 24.698 | 23.9046 | 23.1284 | 22.102 | 21.0039 | 20.0561 | 19.3433 | 18.7082 | 18.2358 | 15.5655 | 14.7309 | 14.8686
Port Ham 132kV | Cheltenham 132/66/11kVDUMMY | Primary Substation | 11 | Falling Short | Headroom (MW) | 27.4813 | 27.2316 | 27.1016 | 26.7407 | 26.274 | 25.7827 | 25.4416 | 25.0917 | 24.6261 | 24.1047 | 23.6019 | 23.1128 | 22.5206 | 21.9877 | 19.5377 | 17.9004 | 16.5603
Port Ham 132kV | Cheltenham 132/66/11kVDUMMY | Primary Substation | 11 | Leading the Way | Headroom (MW) | 27.4813 | 27.0475 | 26.66 | 25.932 | 25.0554 | 24.0006 | 23.1824 | 22.3016 | 21.3097 | 20.3951 | 19.6099 | 19.0645 | 18.6058 | 18.2307 | 16.2957 | 15.9401 | 15.9035
Port Ham 132kV | Cheltenham 132/66/11kVDUMMY | Primary Substation | 11 | System Transformation | Headroom (MW) | 27.4813 | 27.2201 | 27.0186 | 26.5708 | 25.9617 | 25.4535 | 25.0508 | 24.5955 | 23.8349 | 23.0991 | 22.3795 | 21.7992 | 21.3285 | 21.0346 | 18.9342 | 18.6088 | 18.3608
Port Ham 132kV | CHELTENHAM 66kV S STN | Bulk Supply Point | 66 | Best View | Headroom (MW) | 93.6973 | 87.3277 | 83.1269 | 79.7403 | 74.4414 | 70.4885 | 64.0462 | 58.9791 | 45.7292 | 36.9 | 32.2465 | 27.9804 | 24.3106 | 21.4903 | 0 | 0 | 0
Port Ham 132kV | CHELTENHAM 66kV S STN | Bulk Supply Point | 66 | Consumer Transformation | Headroom (MW) | 93.6973 | 85.8579 | 79.7801 | 74.2504 | 65.651 | 58.6102 | 48.3647 | 40.6095 | 23.9205 | 9.625 | 1.2554 | 0 | 0 | 0 | 0 | 0 | 0
Port Ham 132kV | CHELTENHAM 66kV S STN | Bulk Supply Point | 66 | Falling Short | Headroom (MW) | 93.6973 | 87.6901 | 84.4891 | 81.4371 | 76.8465 | 72.6161 | 68.901 | 66.3427 | 59.6819 | 52.8661 | 47.838 | 42.8104 | 37.9159 | 33.8013 | 0 | 0 | 0
Port Ham 132kV | CHELTENHAM 66kV S STN | Bulk Supply Point | 66 | Leading the Way | Headroom (MW) | 93.6973 | 84.2815 | 77.4021 | 70.6264 | 62.2599 | 51.1085 | 41.0619 | 32.3425 | 16.2541 | 5.0579 | 0 | 0 | 0 | 0 | 0 | 0 | 0
Port Ham 132kV | CHELTENHAM 66kV S STN | Bulk Supply Point | 66 | System Transformation | Headroom (MW) | 93.6973 | 86.9006 | 82.2034 | 78.5616 | 73.0132 | 68.8396 | 64.7677 | 61.5538 | 50.1166 | 42.58 | 36.4751 | 30.8123 | 26.0279 | 23.0368 | 0 | 0 | 0
Iron Acton 132kV | CHERINGTON 33 11kV S STN | Primary Substation | 11 | Best View | Headroom (MW) | 5.0903 | 4.9859 | 4.8095 | 4.6146 | 4.5145 | 4.3721 | 4.2333 | 3.7345 | 3.1584 | 2.6027 | 1.9139 | 1.2768 | 0.86375 | 0.4833 | 0 | 0 | 0
Iron Acton 132kV | CHERINGTON 33 11kV S STN | Primary Substation | 11 | Consumer Transformation | Headroom (MW) | 5.0903 | 4.7651 | 4.105 | 3.0155 | 2.8498 | 2.6513 | 2.4341 | 1.9153 | 1.2721 | 0 | 0 | 0 | 0 | 0 | 0 | 0 | 0
Iron Acton 132kV | CHERINGTON 33 11kV S STN | Primary Substation | 11 | Falling Short | Headroom (MW) | 5.0903 | 4.9812 | 4.7943 | 4.5939 | 4.4777 | 4.3675 | 4.2645 | 3.9606 | 3.5956 | 3.1716 | 2.6933 | 2.1484 | 1.5796 | 0.97274 | 0 | 0 | 0
Iron Acton 132kV | CHERINGTON 33 11kV S STN | Primary Substation | 11 | Leading the Way | Headroom (MW) | 5.0903 | 1.9768 | 0 | 0 | 0 | 0 | 0 | 0 | 0 | 0 | 0 | 0 | 0 | 0 | 0 | 0 | 0
Iron Acton 132kV | CHERINGTON 33 11kV S STN | Primary Substation | 11 | System Transformation | Headroom (MW) | 5.0903 | 1.9759 | 0 | 0 | 0 | 0 | 0 | 0 | 0 | 0 | 0 | 0 | 0 | 0 | 0 | 0 | 0
Nechells 132kV | Chester Street 132/11kVDUMMY | Primary Substation | 11 | Best View | Headroom (MW) | 26.0657 | 25.5433 | 25.5206 | 25.588 | 25.46 | 25.3509 | 25.1476 | 24.8758 | 24.6334 | 24.3651 | 24.0673 | 23.7719 | 23.5209 | 23.2776 | 20.6639 | 19.2134 | 18.753
Nechells 132kV | Chester Street 132/11kVDUMMY | Primary Substation | 11 | Consumer Transformation | Headroom (MW) | 26.0657 | 25.4165 | 25.2104 | 25.097 | 24.6818 | 24.2611 | 23.7241 | 23.2726 | 22.6875 | 21.8266 | 21.12 | 20.6756 | 20.1064 | 19.6365 | 14.4457 | 11.3905 | 15.2459
Nechells 132kV | Chester Street 132/11kVDUMMY | Primary Substation | 11 | Falling Short | Headroom (MW) | 26.0657 | 25.5824 | 25.6076 | 25.7189 | 25.6389 | 25.5746 | 25.4882 | 25.3686 | 25.2633 | 25.0711 | 24.8363 | 24.5761 | 24.3046 | 24.0217 | 20.956 | 17.6496 | 14.8132
Nechells 132kV | Chester Street 132/11kVDUMMY | Primary Substation | 11 | Leading the Way | Headroom (MW) | 26.0657 | 25.242 | 24.8983 | 24.6541 | 24.2357 | 23.8368 | 23.3157 | 22.7035 | 22.1127 | 21.4609 | 20.861 | 20.3568 | 19.9928 | 19.7168 | 16.5523 | 17.6167 | 18.1261
Nechells 132kV | Chester Street 132/11kVDUMMY | Primary Substation | 11 | System Transformation | Headroom (MW) | 26.0657 | 25.5344 | 25.4902 | 25.5802 | 25.5462 | 25.5096 | 25.4159 | 25.2722 | 25.1292 | 24.8797 | 24.5741 | 24.2353 | 23.9088 | 23.6737 | 19.8842 | 18.9891 | 18.6984
Iron Acton 132kV | Chipping Sodbury 132/33/11kVDUMMY | Primary Substation | 11 | Best View | Headroom (MW) | 27.0549 | 26.6924 | 26.5402 | 26.0137 | 25.0496 | 24.5824 | 22.934 | 20.0625 | 17.2186 | 15.2185 | 13.7763 | 13.1803 | 13.4166 | 13.8223 | 0 | 0 | 0
Iron Acton 132kV | Chipping Sodbury 132/33/11kVDUMMY | Primary Substation | 11 | Consumer Transformation | Headroom (MW) | 27.0549 | 26.5531 | 25.6384 | 24.1407 | 19.7616 | 16.6609 | 12.6045 | 8.9346 | 4.1407 | 0 | 0 | 0 | 0 | 0 | 0 | 0 | 0
Iron Acton 132kV | Chipping Sodbury 132/33/11kVDUMMY | Primary Substation | 11 | Falling Short | Headroom (MW) | 27.0549 | 26.6928 | 26.5968 | 26.1536 | 25.4422 | 25.0487 | 24.6746 | 24.331 | 23.1026 | 21.0428 | 18.7356 | 16.358 | 14.0321 | 11.8713 | 0 | 0 | 0
Iron Acton 132kV | Chipping Sodbury 132/33/11kVDUMMY | Primary Substation | 11 | Leading the Way | Headroom (MW) | 27.0549 | 26.4228 | 26.027 | 24.5891 | 20.9789 | 17.3084 | 13.4397 | 9.1534 | 4.4379 | 0.9268 | 0 | 0 | 0 | 0 | 0 | 0 | 0
Iron Acton 132kV | Chipping Sodbury 132/33/11kVDUMMY | Primary Substation | 11 | System Transformation | Headroom (MW) | 27.0549 | 26.6518 | 26.4946 | 25.9683 | 25.0523 | 24.5642 | 24.1563 | 21.6093 | 18.4767 | 15.9914 | 13.281 | 10.8741 | 8.476 | 6.7097 | 0 | 0 | 0
Bishops Wood 132kV | CLEOBURY MORTIMER 33 11kV S STN | Primary Substation | 11 | Best View | Headroom (MW) | 11.1743 | 11.0346 | 11.0532 | 11.0557 | 10.959 | 10.8597 | 10.7634 | 10.6617 | 10.5586 | 10.4524 | 10.3621 | 9.5148 | 0 | 0 | 0 | 0 | 0
Bishops Wood 132kV | CLEOBURY MORTIMER 33 11kV S STN | Primary Substation | 11 | Consumer Transformation | Headroom (MW) | 11.1743 | 10.8987 | 10.7452 | 10.5425 | 10.3234 | 10.1174 | 9.8644 | 9.6734 | 0 | 0 | 0 | 0 | 0 | 0 | 0 | 0 | 0
Bishops Wood 132kV | CLEOBURY MORTIMER 33 11kV S STN | Primary Substation | 11 | Falling Short | Headroom (MW) | 11.1743 | 11.005 | 10.9929 | 10.9694 | 10.8157 | 10.685 | 10.5556 | 10.427 | 10.2834 | 10.05 | 9.8365 | 9.6045 | 9.3885 | 9.1846 | 0 | 0 | 0
Bishops Wood 132kV | CLEOBURY MORTIMER 33 11kV S STN | Primary Substation | 11 | Leading the Way | Headroom (MW) | 11.1743 | 10.8502 | 10.6767 | 10.4548 | 10.2595 | 10.0513 | 9.8147 | 0 | 0 | 0 | 0 | 0 | 0 | 0 | 0 | 0 | 0
Bishops Wood 132kV | CLEOBURY MORTIMER 33 11kV S STN | Primary Substation | 11 | System Transformation | Headroom (MW) | 11.1743 | 10.9319 | 10.8678 | 10.7888 | 10.5987 | 10.1816 | 10.0106 | 9.802 | 9.5408 | 8.7023 | 0 | 0 | 0 | 0 | 0 | 0 | 0
Port Ham 132kV | COMMERCIAL RD 33 11kV S STN | Primary Substation | 11 | Best View | Headroom (MW) | 29.8681 | 29.6715 | 29.6917 | 29.6624 | 29.6143 | 29.3857 | 29.0599 | 28.6613 | 27.9684 | 27.144 | 26.7222 | 26.3306 | 25.9651 | 25.6351 | 22.2708 | 20.6142 | 20.2654
Port Ham 132kV | COMMERCIAL RD 33 11kV S STN | Primary Substation | 11 | Consumer Transformation | Headroom (MW) | 29.8681 | 29.4782 | 29.2377 | 28.8871 | 28.4922 | 27.9799 | 27.2698 | 26.6158 | 25.5573 | 24.1821 | 23.3949 | 22.8446 | 22.2353 | 21.7474 | 0.98408 | 0 | 0
Port Ham 132kV | COMMERCIAL RD 33 11kV S STN | Primary Substation | 11 | Falling Short | Headroom (MW) | 29.8681 | 29.6132 | 29.6201 | 29.5695 | 29.4837 | 29.2808 | 29.2092 | 29.08 | 28.7948 | 28.3597 | 28.0849 | 27.7961 | 27.3072 | 26.8424 | 23.1499 | 15.1215 | 2.0527
Port Ham 132kV | COMMERCIAL RD 33 11kV S STN | Primary Substation | 11 | Leading the Way | Headroom (MW) | 29.8681 | 29.2854 | 28.8908 | 28.4052 | 28.0603 | 27.2791 | 26.6481 | 25.9033 | 24.8827 | 23.808 | 23.172 | 22.6563 | 22.0719 | 21.5707 | 11.4246 | 5.1302 | 2.6625
Port Ham 132kV | COMMERCIAL RD 33 11kV S STN | Primary Substation | 11 | System Transformation | Headroom (MW) | 29.8681 | 29.6174 | 29.5776 | 29.4991 | 29.4699 | 29.2898 | 29.2264 | 28.8405 | 28.1575 | 27.2957 | 26.794 | 26.3027 | 25.8702 | 25.3681 | 20.7651 | 17.5452 | 13.7841
Cellarhead 132kV | CONGLETON 33 11kV S STN | Primary Substation | 11 | Best View | Headroom (MW) | 0.99136 | 0.82825 | 0.81226 | 0.79184 | 0.73655 | 0.48674 | 0.1906 | 0 | 0 | 0 | 0 | 0 | 0 | 0 | 0 | 0 | 0
Cellarhead 132kV | CONGLETON 33 11kV S STN | Primary Substation | 11 | Consumer Transformation | Headroom (MW) | 0.99136 | 0.77219 | 0.67561 | 0.54314 | 0.31859 | 0 | 0 | 0 | 0 | 0 | 0 | 0 | 0 | 0 | 0 | 0 | 0
Cellarhead 132kV | CONGLETON 33 11kV S STN | Primary Substation | 11 | Falling Short | Headroom (MW) | 0.99136 | 0.83241 | 0.82481 | 0.81275 | 0.75703 | 0.51358 | 0.36331 | 0.2143 | 0.035138 | 0 | 0 | 0 | 0 | 0 | 0 | 0 | 0
Cellarhead 132kV | CONGLETON 33 11kV S STN | Primary Substation | 11 | Leading the Way | Headroom (MW) | 0.99136 | 0.70455 | 0.55397 | 0.38659 | 0.15549 | 0 | 0 | 0 | 0 | 0 | 0 | 0 | 0 | 0 | 0 | 0 | 0
Cellarhead 132kV | CONGLETON 33 11kV S STN | Primary Substation | 11 | System Transformation | Headroom (MW) | 0.99136 | 0.80948 | 0.79348 | 0.76267 | 0.71131 | 0.45998 | 0.27786 | 0.068564 | 0 | 0 | 0 | 0 | 0 | 0 | 0 | 0 | 0
Lea Marston 132kV | Copt Heath 132/11kV | Primary Substation | 11 | Best View | Headroom (MW) | 58.2849 | 57.9305 | 57.8987 | 57.8153 | 57.62 | 57.3447 | 56.7129 | 56.0024 | 55.2879 | 54.7581 | 54.3626 | 54.153 | 54.0728 | 53.6469 | 50.8328 | 49.1918 | 47.8802
Lea Marston 132kV | Copt Heath 132/11kV | Primary Substation | 11 | Consumer Transformation | Headroom (MW) | 58.2849 | 57.8392 | 57.7177 | 57.5101 | 57.1391 | 56.7288 | 55.8887 | 55.0744 | 54.0617 | 53.0681 | 52.2331 | 51.719 | 51.2826 | 50.524 | 46.3148 | 44.4701 | 43.7688
Lea Marston 132kV | Copt Heath 132/11kV | Primary Substation | 11 | Falling Short | Headroom (MW) | 58.2849 | 57.9443 | 57.9935 | 58.0214 | 57.9432 | 57.8348 | 57.6792 | 57.4442 | 57.1678 | 56.8139 | 56.4962 | 56.2064 | 55.9386 | 55.4319 | 51.8314 | 49.4206 | 47.0011
Lea Marston 132kV | Copt Heath 132/11kV | Primary Substation | 11 | Leading the Way | Headroom (MW) | 58.2849 | 57.7394 | 57.5551 | 57.2873 | 56.9058 | 56.1909 | 55.3461 | 54.3645 | 53.29 | 52.4681 | 51.7699 | 51.3561 | 50.8496 | 50.4238 | 47.0231 | 45.5336 | 44.4595
Lea Marston 132kV | Copt Heath 132/11kV | Primary Substation | 11 | System Transformation | Headroom (MW) | 58.2849 | 57.9224 | 57.9585 | 57.9708 | 57.8937 | 57.5997 | 57.3817 | 57.0762 | 56.411 | 55.4116 | 54.8249 | 54.3586 | 53.9885 | 53.7608 | 49.822 | 48.4366 | 47.3813
Penn 132kV | Coseley 132/11kV | Primary Substation | 11 | Best View | Headroom (MW) | 14.7756 | 13.9341 | 13.8776 | 13.8668 | 13.6971 | 13.4383 | 12.8596 | 11.8028 | 10.8174 | 9.7428 | 8.7599 | 7.9182 | 7.1858 | 6.2544 | 0 | 0 | 0
Penn 132kV | Coseley 132/11kV | Primary Substation | 11 | Consumer Transformation | Headroom (MW) | 14.7756 | 13.609 | 13.0605 | 12.471 | 11.3734 | 10.2837 | 8.3971 | 6.5917 | 4.6214 | 1.9598 | 0 | 0 | 0 | 0 | 0 | 0 | 0
Penn 132kV | Coseley 132/11kV | Primary Substation | 11 | Falling Short | Headroom (MW) | 14.7756 | 13.9471 | 13.8709 | 13.8703 | 13.6587 | 13.4604 | 13.2193 | 12.8259 | 12.4407 | 11.7699 | 11.1415 | 10.4696 | 9.282 | 8.1598 | 0 | 0 | 0
Penn 132kV | Coseley 132/11kV | Primary Substation | 11 | Leading the Way | Headroom (MW) | 14.7756 | 13.1429 | 12.2571 | 11.3696 | 10.3135 | 8.6903 | 6.9252 | 4.8759 | 2.9733 | 0.9172 | 0 | 0 | 0 | 0 | 0 | 0 | 0
Penn 132kV | Coseley 132/11kV | Primary Substation | 11 | System Transformation | Headroom (MW) | 14.7756 | 13.8952 | 13.7253 | 13.6333 | 13.4888 | 13.2894 | 13.0271 | 11.9106 | 10.8361 | 9.6155 | 8.3848 | 7.2259 | 6.2595 | 5.1036 | 0 | 0 | 0
Cellarhead 132kV | COTES HEATH 33 11kV S STN | Primary Substation | 11 | Best View | Headroom (MW) | 10.3881 | 10.3084 | 10.3259 | 10.3463 | 10.3484 | 10.3378 | 10.3264 | 10.3149 | 10.2974 | 10.2755 | 10.245 | 10.2148 | 10.19 | 10.161 | 0 | 0 | 0
Cellarhead 132kV | COTES HEATH 33 11kV S STN | Primary Substation | 11 | Consumer Transformation | Headroom (MW) | 10.3881 | 10.2947 | 10.2794 | 10.2614 | 10.2285 | 10.205 | 10.1674 | 10.1375 | 10.0662 | 10.0116 | 7.2284 | 3.4179 | 0.053911 | 0 | 0 | 0 | 0
Cellarhead 132kV | COTES HEATH 33 11kV S STN | Primary Substation | 11 | Falling Short | Headroom (MW) | 10.3881 | 10.3138 | 10.3368 | 10.3567 | 10.358 | 10.3567 | 10.3533 | 10.3359 | 10.3228 | 10.293 | 10.2658 | 10.2379 | 10.2031 | 10.1766 | 4.6955 | 0 | 0
Cellarhead 132kV | COTES HEATH 33 11kV S STN | Primary Substation | 11 | Leading the Way | Headroom (MW) | 10.3881 | 10.2778 | 10.2662 | 10.2378 | 10.2093 | 10.1809 | 10.1316 | 10.0785 | 9.9734 | 9.9351 | 9.8948 | 9.6552 | 6.7528 | 4.1888 | 0 | 0 | 0
Cellarhead 132kV | COTES HEATH 33 11kV S STN | Primary Substation | 11 | System Transformation | Headroom (MW) | 10.3881 | 10.3068 | 10.3162 | 10.3316 | 10.3257 | 10.3108 | 10.2946 | 10.2626 | 10.221 | 10.1873 | 10.1403 | 10.0959 | 10.0669 | 10.0428 | 0 | 0 | 0
Iron Acton 132kV | COWHORN 33 11kV S STN | Primary Substation | 11 | Best View | Headroom (MW) | 2.1476 | 1.8263 | 1.8283 | 1.7464 | 1.3553 | 0.96706 | 0.51727 | 0.04091 | 0 | 0 | 0 | 0 | 0 | 0 | 0 | 0 | 0
Iron Acton 132kV | COWHORN 33 11kV S STN | Primary Substation | 11 | Consumer Transformation | Headroom (MW) | 2.1476 | 1.6549 | 1.4701 | 1.1334 | 0.38038 | 0 | 0 | 0 | 0 | 0 | 0 | 0 | 0 | 0 | 0 | 0 | 0
Iron Acton 132kV | COWHORN 33 11kV S STN | Primary Substation | 11 | Falling Short | Headroom (MW) | 2.1476 | 1.8482 | 1.9502 | 1.9984 | 1.8237 | 1.7132 | 1.5422 | 1.3333 | 1.0789 | 0.52698 | 0 | 0 | 0 | 0 | 0 | 0 | 0
Iron Acton 132kV | COWHORN 33 11kV S STN | Primary Substation | 11 | Leading the Way | Headroom (MW) | 2.1476 | 1.4304 | 1.0751 | 0.55851 | 0 | 0 | 0 | 0 | 0 | 0 | 0 | 0 | 0 | 0 | 0 | 0 | 0
Iron Acton 132kV | COWHORN 33 11kV S STN | Primary Substation | 11 | System Transformation | Headroom (MW) | 2.1476 | 1.8498 | 1.9506 | 1.9717 | 1.7892 | 1.648 | 1.4266 | 1.1304 | 0.75 | 0.18473 | 0 | 0 | 0 | 0 | 0 | 0 | 0
Bishops Wood 132kV | CRAVEN ARMS 33 11kV S STN | Primary Substation | 11 | Best View | Headroom (MW) | 7.9748 | 7.9127 | 7.9164 | 7.8366 | 7.6916 | 7.5787 | 7.2402 | 6.8976 | 6.5543 | 6.2459 | 5.9501 | 5.6547 | 0 | 0 | 0 | 0 | 0
Bishops Wood 132kV | CRAVEN ARMS 33 11kV S STN | Primary Substation | 11 | Consumer Transformation | Headroom (MW) | 7.9748 | 7.8341 | 7.7528 | 7.5696 | 7.3327 | 7.1413 | 6.6982 | 6.2706 | 0 | 0 | 0 | 0 | 0 | 0 | 0 | 0 | 0
Bishops Wood 132kV | CRAVEN ARMS 33 11kV S STN | Primary Substation | 11 | Falling Short | Headroom (MW) | 7.9748 | 7.895 | 7.88 | 7.7922 | 7.6392 | 7.5068 | 7.3861 | 7.2639 | 7.1343 | 6.9935 | 6.865 | 6.7276 | 6.5949 | 6.4753 | 0 | 0 | 0
Bishops Wood 132kV | CRAVEN ARMS 33 11kV S STN | Primary Substation | 11 | Leading the Way | Headroom (MW) | 7.9748 | 7.7986 | 7.6784 | 7.4561 | 7.2228 | 6.7872 | 6.3439 | 0 | 0 | 0 | 0 | 0 | 0 | 0 | 0 | 0 | 0
Bishops Wood 132kV | CRAVEN ARMS 33 11kV S STN | Primary Substation | 11 | System Transformation | Headroom (MW) | 7.9748 | 7.8741 | 7.8321 | 7.7048 | 7.5201 | 7.3671 | 7.2069 | 7.0364 | 6.8687 | 6.7249 | 0 | 0 | 0 | 0 | 0 | 0 | 0
Ironbridge & Shrewsbury 132kV | DONNINGTON 33 11kV S STN | Primary Substation | 11 | Best View | Headroom (MW) | 17.707 | 17.6314 | 17.6606 | 17.5475 | 17.5309 | 17.4961 | 17.4528 | 17.3621 | 17.3204 | 17.2815 | 17.247 | 17.2267 | 17.2255 | 17.2364 | 0 | 0 | 0
Ironbridge & Shrewsbury 132kV | DONNINGTON 33 11kV S STN | Primary Substation | 11 | Consumer Transformation | Headroom (MW) | 17.707 | 17.5984 | 17.5683 | 17.4169 | 17.3153 | 17.2087 | 17.0666 | 16.9094 | 16.7555 | 10.1648 | 0 | 0 | 0 | 0 | 0 | 0 | 0
Ironbridge & Shrewsbury 132kV | DONNINGTON 33 11kV S STN | Primary Substation | 11 | Falling Short | Headroom (MW) | 17.707 | 17.6278 | 17.6482 | 17.5711 | 17.5576 | 17.5439 | 17.5222 | 17.461 | 17.4171 | 17.3361 | 17.2612 | 17.1858 | 17.1117 | 17.0615 | 0 | 0 | 0
Ironbridge & Shrewsbury 132kV | DONNINGTON 33 11kV S STN | Primary Substation | 11 | Leading the Way | Headroom (MW) | 17.707 | 17.5601 | 17.5125 | 17.316 | 17.2155 | 17.0963 | 16.9587 | 16.7596 | 16.5985 | 0 | 0 | 0 | 0 | 0 | 0 | 0 | 0
Ironbridge & Shrewsbury 132kV | DONNINGTON 33 11kV S STN | Primary Substation | 11 | System Transformation | Headroom (MW) | 17.707 | 17.6259 | 17.6472 | 17.5579 | 17.5487 | 17.5256 | 17.4903 | 17.3913 | 17.3232 | 17.2657 | 17.1938 | 17.1405 | 16.2984 | 6.744 | 0 | 0 | 0
Ironbridge & Shrewsbury 132kV | DOTHILL 33 11kV S STN | Primary Substation | 11 | Best View | Headroom (MW) | 7.2455 | 6.986 | 6.9501 | 6.7652 | 6.6282 | 6.2183 | 5.7844 | 5.1002 | 4.143 | 3.1863 | 2.4797 | 2.0541 | 1.4357 | 0.85487 | 0 | 0 | 0
Ironbridge & Shrewsbury 132kV | DOTHILL 33 11kV S STN | Primary Substation | 11 | Consumer Transformation | Headroom (MW) | 7.2455 | 6.8577 | 6.6636 | 6.3024 | 5.9429 | 5.5726 | 4.8699 | 3.9759 | 2.6113 | 1.1805 | 0 | 0 | 0 | 0 | 0 | 0 | 0
Ironbridge & Shrewsbury 132kV | DOTHILL 33 11kV S STN | Primary Substation | 11 | Falling Short | Headroom (MW) | 7.2455 | 6.9636 | 6.9173 | 6.7623 | 6.6125 | 6.4728 | 6.3185 | 6.0063 | 5.486 | 4.8174 | 4.2352 | 3.7517 | 3.3006 | 2.8805 | 0 | 0 | 0
Ironbridge & Shrewsbury 132kV | DOTHILL 33 11kV S STN | Primary Substation | 11 | Leading the Way | Headroom (MW) | 7.2455 | 6.7603 | 6.5073 | 6.0795 | 5.7278 | 5.0845 | 4.1102 | 3.1363 | 1.7451 | 0 | 0 | 0 | 0 | 0 | 0 | 0 | 0
Ironbridge & Shrewsbury 132kV | DOTHILL 33 11kV S STN | Primary Substation | 11 | System Transformation | Headroom (MW) | 7.2455 | 6.9135 | 6.8174 | 6.5912 | 6.4178 | 5.9329 | 5.7164 | 5.2231 | 3.7347 | 2.8322 | 1.8438 | 1.2743 | 0.76429 | 0.4231 | 0 | 0 | 0
Feckenham 66kV | Drayton Farm North 66/11kV | Primary Substation | 11 | Best View | Headroom (MW) | 38.7694 | 38.7588 | 38.7657 | 38.7725 | 38.7793 | 38.786 | 38.7927 | 38.7993 | 38.8059 | 38.8124 | 38.653 | 35.3993 | 31.6335 | 29.2256 | 6.2254 | 0 | 0
Feckenham 66kV | Drayton Farm North 66/11kV | Primary Substation | 11 | Consumer Transformation | Headroom (MW) | 38.7694 | 38.7588 | 38.7657 | 38.7725 | 38.7793 | 38.786 | 38.7927 | 38.7993 | 38.8059 | 31.1008 | 24.8566 | 19.4602 | 13.3293 | 8.7626 | 0 | 0 | 0
Feckenham 66kV | Drayton Farm North 66/11kV | Primary Substation | 11 | Falling Short | Headroom (MW) | 38.7694 | 38.7588 | 38.7657 | 38.7725 | 38.7793 | 38.786 | 38.7927 | 38.7993 | 38.8059 | 38.8124 | 38.8189 | 38.8253 | 38.8316 | 38.8379 | 16.2677 | 0 | 0
Feckenham 66kV | Drayton Farm North 66/11kV | Primary Substation | 11 | Leading the Way | Headroom (MW) | 38.7694 | 38.7588 | 38.7657 | 38.7725 | 38.7793 | 38.786 | 38.7927 | 38.7993 | 33.2004 | 26.6986 | 21.6542 | 17.8625 | 13.4419 | 9.7971 | 0 | 0 | 0
Feckenham 66kV | Drayton Farm North 66/11kV | Primary Substation | 11 | System Transformation | Headroom (MW) | 38.7694 | 38.7588 | 38.7657 | 38.7725 | 38.7793 | 38.786 | 38.7927 | 38.7993 | 38.8059 | 38.8124 | 38.8189 | 37.5 | 33.1672 | 29.3362 | 0 | 0 | 0
Bishops Wood 132kV | DROITWICH 66 11kV S STN | Primary Substation | 11 | Best View | Headroom (MW) | 37.0635 | 35.2811 | 34.7389 | 34.4026 | 33.4757 | 31.8374 | 30.2732 | 28.3193 | 26.5015 | 24.6946 | 23.0037 | 21.4267 | 19.3677 | 17.4248 | 4.1123 | 0 | 0
Bishops Wood 132kV | DROITWICH 66 11kV S STN | Primary Substation | 11 | Consumer Transformation | Headroom (MW) | 37.0635 | 34.6482 | 32.3151 | 29.7521 | 26.5011 | 24.1649 | 21.0836 | 18.0323 | 14.3991 | 10.3724 | 6.9685 | 4.1136 | 1.1703 | 0 | 0 | 0 | 0
Bishops Wood 132kV | DROITWICH 66 11kV S STN | Primary Substation | 11 | Falling Short | Headroom (MW) | 37.0635 | 35.2759 | 34.8174 | 34.4017 | 33.4193 | 32.3002 | 31.4632 | 30.3991 | 29.3293 | 27.8005 | 26.084 | 24.3115 | 22.2081 | 19.9695 | 4.3221 | 0 | 0
Bishops Wood 132kV | DROITWICH 66 11kV S STN | Primary Substation | 11 | Leading the Way | Headroom (MW) | 37.0635 | 34.1469 | 32.4542 | 30.6934 | 28.6652 | 25.5067 | 22.5738 | 19.1238 | 15.6265 | 12.7528 | 10.2323 | 8.1231 | 5.647 | 3.4721 | 0 | 0 | 0
Bishops Wood 132kV | DROITWICH 66 11kV S STN | Primary Substation | 11 | System Transformation | Headroom (MW) | 37.0635 | 34.9718 | 34.124 | 33.4585 | 32.2571 | 30.8742 | 29.7841 | 27.4965 | 25.1212 | 22.4455 | 20.0298 | 17.641 | 15.6255 | 12.6714 | 0 | 0 | 0
Iron Acton 132kV | DUDBRIDGE 33 11kV S STN | Primary Substation | 11 | Best View | Headroom (MW) | 11.8498 | 11.7053 | 11.7076 | 11.6738 | 11.5621 | 11.4292 | 11.1937 | 10.939 | 10.6745 | 10.4261 | 10.1938 | 7.1075 | 4.802 | 2.4167 | 0 | 0 | 0
Iron Acton 132kV | DUDBRIDGE 33 11kV S STN | Primary Substation | 11 | Consumer Transformation | Headroom (MW) | 11.8498 | 11.6066 | 11.467 | 11.2648 | 10.914 | 10.5541 | 10.0371 | 9.6122 | 5.3459 | 0 | 0 | 0 | 0 | 0 | 0 | 0 | 0
Iron Acton 132kV | DUDBRIDGE 33 11kV S STN | Primary Substation | 11 | Falling Short | Headroom (MW) | 11.8498 | 11.6941 | 11.6883 | 11.6622 | 11.5283 | 11.4036 | 11.2753 | 11.1292 | 10.9577 | 10.7416 | 10.5301 | 10.3137 | 8.4764 | 3.6515 | 0 | 0 | 0
Iron Acton 132kV | DUDBRIDGE 33 11kV S STN | Primary Substation | 11 | Leading the Way | Headroom (MW) | 11.8498 | 11.5082 | 11.2928 | 11.0279 | 10.6665 | 8.6469 | 3.4502 | 0 | 0 | 0 | 0 | 0 | 0 | 0 | 0 | 0 | 0
Iron Acton 132kV | DUDBRIDGE 33 11kV S STN | Primary Substation | 11 | System Transformation | Headroom (MW) | 11.8498 | 11.6853 | 11.6715 | 11.6319 | 11.5318 | 11.4118 | 11.2815 | 11.1216 | 8.2706 | 1.7331 | 0 | 0 | 0 | 0 | 0 | 0 | 0
Penn 132kV | Dudley 132/11kVDUMMY | Primary Substation | 11 | Best View | Headroom (MW) | 14.4993 | 12.6678 | 12.7857 | 12.9326 | 12.0852 | 11.4684 | 10.067 | 8.586 | 7.2145 | 4.7441 | 3.2473 | 1.9513 | 0.92866 | 0 | 0 | 0 | 0
Penn 132kV | Dudley 132/11kVDUMMY | Primary Substation | 11 | Consumer Transformation | Headroom (MW) | 14.4993 | 11.8909 | 8.5276 | 4.3588 | 0 | 0 | 0 | 0 | 0 | 0 | 0 | 0 | 0 | 0 | 0 | 0 | 0
Penn 132kV | Dudley 132/11kVDUMMY | Primary Substation | 11 | Falling Short | Headroom (MW) | 14.4993 | 12.7079 | 12.8651 | 13.0233 | 12.5267 | 11.9514 | 11.1774 | 10.3827 | 9.5149 | 7.5371 | 5.2972 | 2.9803 | 0.7191 | 0 | 0 | 0 | 0
Penn 132kV | Dudley 132/11kVDUMMY | Primary Substation | 11 | Leading the Way | Headroom (MW) | 14.4993 | 10.8343 | 9.0386 | 7.0765 | 4.4772 | 0.36652 | 0 | 0 | 0 | 0 | 0 | 0 | 0 | 0 | 0 | 0 | 0
Penn 132kV | Dudley 132/11kVDUMMY | Primary Substation | 11 | System Transformation | Headroom (MW) | 14.4993 | 12.5542 | 12.5922 | 12.6481 | 11.9447 | 11.4583 | 10.0869 | 8.4885 | 6.8287 | 3.831 | 1.5354 | 0 | 0 | 0 | 0 | 0 | 0
Iron Acton 132kV | DURSLEY 33 11kV S STN | Primary Substation | 11 | Best View | Headroom (MW) | 8.9109 | 7.7624 | 7.6218 | 7.2478 | 7.0057 | 6.773 | 6.4989 | 5.9931 | 4.5255 | 3.8217 | 3.1069 | 2.7205 | 2.6557 | 2.3183 | 0 | 0 | 0
Iron Acton 132kV | DURSLEY 33 11kV S STN | Primary Substation | 11 | Consumer Transformation | Headroom (MW) | 8.9109 | 7.5424 | 7.1251 | 6.4498 | 5.7431 | 5.2136 | 4.5745 | 3.7833 | 1.9581 | 0 | 0 | 0 | 0 | 0 | 0 | 0 | 0
Iron Acton 132kV | DURSLEY 33 11kV S STN | Primary Substation | 11 | Falling Short | Headroom (MW) | 8.9109 | 7.8663 | 7.6607 | 7.2722 | 6.9271 | 6.6731 | 6.3764 | 5.9465 | 4.7274 | 3.8845 | 3.1968 | 2.5512 | 2.0335 | 1.1888 | 0 | 0 | 0
Iron Acton 132kV | DURSLEY 33 11kV S STN | Primary Substation | 11 | Leading the Way | Headroom (MW) | 8.9109 | 7.3422 | 6.8058 | 5.9723 | 5.3143 | 4.7706 | 3.4471 | 0 | 0 | 0 | 0 | 0 | 0 | 0 | 0 | 0 | 0
Iron Acton 132kV | DURSLEY 33 11kV S STN | Primary Substation | 11 | System Transformation | Headroom (MW) | 8.9109 | 7.6887 | 7.4636 | 7.0189 | 6.6895 | 6.4697 | 6.208 | 5.6834 | 4.1252 | 1.7316 | 0 | 0 | 0 | 0 | 0 | 0 | 0
Bishops Wood 132kV | DYMOCK 66 11kV S STN | Primary Substation | 11 | Best View | Headroom (MW) | 8.1934 | 8.1103 | 8.1238 | 8.1351 | 8.1052 | 8.0713 | 8.0262 | 7.9884 | 5.0936 | 0 | 0 | 0 | 0 | 0 | 0 | 0 | 0
Bishops Wood 132kV | DYMOCK 66 11kV S STN | Primary Substation | 11 | Consumer Transformation | Headroom (MW) | 8.1934 | 8.0346 | 7.9458 | 7.847 | 7.7462 | 7.6575 | 0 | 0 | 0 | 0 | 0 | 0 | 0 | 0 | 0 | 0 | 0
Bishops Wood 132kV | DYMOCK 66 11kV S STN | Primary Substation | 11 | Falling Short | Headroom (MW) | 8.1934 | 8.0863 | 8.0866 | 8.0839 | 8.0164 | 7.9634 | 7.8994 | 7.8385 | 7.7741 | 7.6713 | 4.429 | 0 | 0 | 0 | 0 | 0 | 0
Bishops Wood 132kV | DYMOCK 66 11kV S STN | Primary Substation | 11 | Leading the Way | Headroom (MW) | 8.1934 | 8.0044 | 7.9158 | 7.801 | 7.7154 | 0 | 0 | 0 | 0 | 0 | 0 | 0 | 0 | 0 | 0 | 0 | 0
Bishops Wood 132kV | DYMOCK 66 11kV S STN | Primary Substation | 11 | System Transformation | Headroom (MW) | 8.1934 | 8.0601 | 8.0234 | 7.9861 | 7.9019 | 7.8319 | 7.7521 | 7.6599 | 1.3816 | 0 | 0 | 0 | 0 | 0 | 0 | 0 | 0
Port Ham 132kV | Eastern Avenue 132/11kVDUMMY | Primary Substation | 11 | Best View | Headroom (MW) | 32.2918 | 32.1926 | 32.1964 | 32.0212 | 31.9874 | 31.9378 | 31.838 | 31.6786 | 31.5356 | 31.3795 | 31.2803 | 31.2073 | 31.1601 | 31.1318 | 30.2221 | 29.6389 | 29.2051
Port Ham 132kV | Eastern Avenue 132/11kVDUMMY | Primary Substation | 11 | Consumer Transformation | Headroom (MW) | 32.2918 | 32.1367 | 32.061 | 31.7963 | 31.629 | 31.4637 | 31.2193 | 30.9513 | 30.6678 | 30.2935 | 30.0374 | 29.8739 | 29.7141 | 29.596 | 28.0354 | 27.3948 | 27.2735
Port Ham 132kV | Eastern Avenue 132/11kVDUMMY | Primary Substation | 11 | Falling Short | Headroom (MW) | 32.2918 | 32.1824 | 32.1875 | 32.028 | 31.989 | 31.947 | 31.9174 | 31.846 | 31.7744 | 31.6547 | 31.5539 | 31.4518 | 31.2942 | 31.164 | 30.0629 | 29.1197 | 28.2003
Port Ham 132kV | Eastern Avenue 132/11kVDUMMY | Primary Substation | 11 | Leading the Way | Headroom (MW) | 32.2918 | 32.0764 | 31.9546 | 31.6142 | 31.4503 | 31.2102 | 30.9798 | 30.6667 | 30.4093 | 30.1307 | 29.9407 | 29.811 | 29.6836 | 29.5917 | 28.5625 | 28.2717 | 28.0451
Port Ham 132kV | Eastern Avenue 132/11kVDUMMY | Primary Substation | 11 | System Transformation | Headroom (MW) | 32.2918 | 32.1831 | 32.1756 | 31.9946 | 31.9734 | 31.9403 | 31.9101 | 31.807 | 31.6543 | 31.4726 | 31.329 | 31.2024 | 31.1117 | 31.0827 | 29.9159 | 29.5835 | 29.1964
Ironbridge & Shrewsbury 132kV | EASTHOPE 33 11kV S STN | Primary Substation | 11 | Best View | Headroom (MW) | 7.3133 | 7.2745 | 7.2843 | 7.2894 | 7.2701 | 7.2491 | 7.2257 | 7.2006 | 7.1777 | 7.1319 | 7.0894 | 7.0537 | 7.0296 | 7.0092 | 0 | 0 | 0
Ironbridge & Shrewsbury 132kV | EASTHOPE 33 11kV S STN | Primary Substation | 11 | Consumer Transformation | Headroom (MW) | 7.3133 | 7.2275 | 7.1837 | 7.1336 | 7.0791 | 7.0265 | 6.946 | 6.8885 | 6.8166 | 3.7611 | 0 | 0 | 0 | 0 | 0 | 0 | 0
Ironbridge & Shrewsbury 132kV | EASTHOPE 33 11kV S STN | Primary Substation | 11 | Falling Short | Headroom (MW) | 7.3133 | 7.262 | 7.2551 | 7.2473 | 7.2013 | 7.1664 | 7.1363 | 7.0966 | 7.0496 | 6.9764 | 6.9077 | 6.8354 | 6.7583 | 6.6832 | 0 | 0 | 0
Ironbridge & Shrewsbury 132kV | EASTHOPE 33 11kV S STN | Primary Substation | 11 | Leading the Way | Headroom (MW) | 7.3133 | 7.2117 | 7.155 | 7.0955 | 7.0437 | 6.9901 | 6.9031 | 6.8118 | 6.7198 | 0 | 0 | 0 | 0 | 0 | 0 | 0 | 0
Ironbridge & Shrewsbury 132kV | EASTHOPE 33 11kV S STN | Primary Substation | 11 | System Transformation | Headroom (MW) | 7.3133 | 7.2343 | 7.2081 | 7.181 | 7.1222 | 7.0709 | 7.0112 | 6.9574 | 6.8893 | 6.8033 | 6.7174 | 6.6371 | 6.0306 | 2.4954 | 0 | 0 | 0
Cellarhead 132kV | ECCLESHALL PRIMARY 33 11kV S STN | Primary Substation | 11 | Best View | Headroom (MW) | 9.1525 | 9.0777 | 9.0808 | 9.0866 | 9.0519 | 9.0078 | 8.9555 | 8.7096 | 8.6581 | 8.4958 | 8.3316 | 8.2575 | 8.1891 | 8.1359 | 0 | 0 | 0
Cellarhead 132kV | ECCLESHALL PRIMARY 33 11kV S STN | Primary Substation | 11 | Consumer Transformation | Headroom (MW) | 9.1525 | 9.0571 | 9.0126 | 8.9589 | 8.8674 | 8.792 | 8.679 | 8.401 | 8.2905 | 8.0574 | 6.9969 | 3.3084 | 0.052184 | 0 | 0 | 0 | 0
Cellarhead 132kV | ECCLESHALL PRIMARY 33 11kV S STN | Primary Substation | 11 | Falling Short | Headroom (MW) | 9.1525 | 9.0841 | 9.0977 | 9.1069 | 9.0791 | 9.0586 | 9.0358 | 8.8836 | 8.8072 | 8.6689 | 8.5245 | 8.4073 | 8.3008 | 8.1985 | 4.5451 | 0 | 0
Cellarhead 132kV | ECCLESHALL PRIMARY 33 11kV S STN | Primary Substation | 11 | Leading the Way | Headroom (MW) | 9.1525 | 9.0267 | 8.981 | 8.9128 | 8.8295 | 8.7368 | 8.6289 | 8.3027 | 8.177 | 8.0049 | 7.8444 | 7.7947 | 6.5365 | 4.0546 | 0 | 0 | 0
Cellarhead 132kV | ECCLESHALL PRIMARY 33 11kV S STN | Primary Substation | 11 | System Transformation | Headroom (MW) | 9.1525 | 9.0762 | 9.0844 | 9.0843 | 9.0605 | 9.031 | 8.9912 | 8.734 | 8.6655 | 8.499 | 8.297 | 8.2222 | 8.1582 | 8.137 | 0 | 0 | 0
Lea Marston 132kV | Elmdon 132/11kVDUMMY | Primary Substation | 11 | Best View | Headroom (MW) | 30.466 | 30.322 | 30.3314 | 30.3269 | 30.3008 | 30.217 | 30.0276 | 29.7767 | 29.5904 | 29.4113 | 29.2438 | 29.1067 | 29.0071 | 28.9139 | 28.3386 | 28.2726 | 28.4603
Lea Marston 132kV | Elmdon 132/11kVDUMMY | Primary Substation | 11 | Consumer Transformation | Headroom (MW) | 30.466 | 30.3114 | 30.3074 | 30.2802 | 30.2155 | 30.0912 | 29.838 | 29.5222 | 29.2473 | 28.9543 | 28.6855 | 28.4699 | 28.2838 | 28.14 | 27.3697 | 27.2777 | 27.4922
Lea Marston 132kV | Elmdon 132/11kVDUMMY | Primary Substation | 11 | Falling Short | Headroom (MW) | 30.466 | 30.3271 | 30.3542 | 30.37 | 30.36 | 30.3063 | 30.2342 | 30.1333 | 30.0605 | 29.983 | 29.7853 | 29.7141 | 29.5484 | 29.4264 | 28.8138 | 28.0815 | 27.0122
Lea Marston 132kV | Elmdon 132/11kVDUMMY | Primary Substation | 11 | Leading the Way | Headroom (MW) | 30.466 | 30.297 | 30.2789 | 30.2391 | 30.1597 | 29.931 | 29.5996 | 29.2505 | 28.8485 | 28.5962 | 28.3536 | 28.1791 | 28.004 | 27.8537 | 27.2864 | 27.2497 | 27.5113
Lea Marston 132kV | Elmdon 132/11kVDUMMY | Primary Substation | 11 | System Transformation | Headroom (MW) | 30.466 | 30.3231 | 30.3425 | 30.3447 | 30.3234 | 30.1974 | 30.0924 | 29.9175 | 29.7412 | 29.5656 | 29.3841 | 29.2196 | 29.0819 | 28.9719 | 28.2518 | 28.2648 | 28.4043
Port Ham 132kV | ELTON 33 11kV S STN | Primary Substation | 11 | Best View | Headroom (MW) | 4.6076 | 4.5019 | 0 | 0 | 0 | 0 | 0 | 0 | 0 | 0 | 0 | 0 | 0 | 0 | 0 | 0 | 0
Port Ham 132kV | ELTON 33 11kV S STN | Primary Substation | 11 | Consumer Transformation | Headroom (MW) | 4.6076 | 4.4263 | 0 | 0 | 0 | 0 | 0 | 0 | 0 | 0 | 0 | 0 | 0 | 0 | 0 | 0 | 0
Port Ham 132kV | ELTON 33 11kV S STN | Primary Substation | 11 | Falling Short | Headroom (MW) | 4.6076 | 4.4898 | 3.1219 | 0 | 0 | 0 | 0 | 0 | 0 | 0 | 0 | 0 | 0 | 0 | 0 | 0 | 0
Port Ham 132kV | ELTON 33 11kV S STN | Primary Substation | 11 | Leading the Way | Headroom (MW) | 4.6076 | 4.2731 | 0 | 0 | 0 | 0 | 0 | 0 | 0 | 0 | 0 | 0 | 0 | 0 | 0 | 0 | 0
Port Ham 132kV | ELTON 33 11kV S STN | Primary Substation | 11 | System Transformation | Headroom (MW) | 4.6076 | 4.4632 | 0.26907 | 0 | 0 | 0 | 0 | 0 | 0 | 0 | 0 | 0 | 0 | 0 | 0 | 0 | 0
Cellarhead 132kV | ENDON 33 11kV S STN | Primary Substation | 11 | Best View | Headroom (MW) | 11.9981 | 11.8762 | 11.8784 | 11.8566 | 11.7875 | 11.7039 | 11.5942 | 11.4835 | 11.4067 | 11.259 | 11.1411 | 11.0781 | 11.0591 | 11.0998 | 9.8763 | 8.5225 | 8.6941
Cellarhead 132kV | ENDON 33 11kV S STN | Primary Substation | 11 | Consumer Transformation | Headroom (MW) | 11.9981 | 11.8301 | 11.7462 | 11.6112 | 11.3662 | 11.1109 | 10.7835 | 10.4959 | 10.1487 | 9.7469 | 9.4645 | 9.3366 | 9.2311 | 8.8147 | 0 | 0 | 0
Cellarhead 132kV | ENDON 33 11kV S STN | Primary Substation | 11 | Falling Short | Headroom (MW) | 11.9981 | 11.8844 | 11.8972 | 11.8845 | 11.8376 | 11.786 | 11.7078 | 11.6075 | 11.51 | 11.3313 | 11.14 | 10.9526 | 10.7788 | 10.6328 | 9.1344 | 7.6134 | 4.3252
Cellarhead 132kV | ENDON 33 11kV S STN | Primary Substation | 11 | Leading the Way | Headroom (MW) | 11.9981 | 11.7662 | 11.6467 | 11.4531 | 11.21 | 10.9385 | 10.6158 | 10.2613 | 9.8928 | 9.609 | 9.397 | 9.3167 | 9.3393 | 9.4123 | 5.8521 | 3.5328 | 0
Cellarhead 132kV | ENDON 33 11kV S STN | Primary Substation | 11 | System Transformation | Headroom (MW) | 11.9981 | 11.8666 | 11.8675 | 11.8359 | 11.7827 | 11.7038 | 11.4193 | 11.2639 | 11.0975 | 10.9302 | 10.3679 | 10.2344 | 10.1612 | 10.1943 | 8.4561 | 7.2002 | 4.9851
Feckenham 66kV | EPWELL 66 11kV S STN | Primary Substation | 11 | Best View | Headroom (MW) | 6.8114 | 6.5763 | 6.5305 | 6.3355 | 6.1366 | 5.7939 | 5.22 | 4.8218 | 4.3476 | 3.7287 | 3.3645 | 3.0708 | 2.7005 | 2.4352 | 0 | 0 | 0
Feckenham 66kV | EPWELL 66 11kV S STN | Primary Substation | 11 | Consumer Transformation | Headroom (MW) | 6.8114 | 6.4807 | 6.33 | 6.0594 | 5.8228 | 5.4996 | 4.8995 | 4.4744 | 3.9801 | 3.2804 | 2.8777 | 2.1696 | 1.8298 | 0 | 0 | 0 | 0
Feckenham 66kV | EPWELL 66 11kV S STN | Primary Substation | 11 | Falling Short | Headroom (MW) | 6.8114 | 6.5812 | 6.547 | 6.4299 | 6.2623 | 6.0211 | 5.7856 | 5.6438 | 5.4906 | 5.1659 | 4.9566 | 4.7379 | 4.5231 | 4.3247 | 2.2 | 0 | 0
Feckenham 66kV | EPWELL 66 11kV S STN | Primary Substation | 11 | Leading the Way | Headroom (MW) | 6.8114 | 6.4372 | 6.2718 | 5.9556 | 5.7191 | 5.0995 | 4.4977 | 4.0265 | 3.4849 | 2.9034 | 2.5576 | 2.2686 | 1.6984 | 1.2261 | 0 | 0 | 0
Feckenham 66kV | EPWELL 66 11kV S STN | Primary Substation | 11 | System Transformation | Headroom (MW) | 6.8114 | 6.5125 | 6.4275 | 6.2456 | 6.0384 | 5.5446 | 5.2519 | 4.8956 | 4.2933 | 3.8498 | 3.3977 | 2.973 | 2.1851 | 1.8414 | 0 | 0 | 0
Nechells 132kV | ERDINGTON 11kV S STN | Primary Substation | 11 | Best View | Headroom (MW) | 37.8415 | 36.1998 | 35.6489 | 35.6624 | 35.3173 | 34.2736 | 33.4682 | 32.0706 | 31.4848 | 30.9377 | 30.4031 | 29.9903 | 28.7925 | 28.2829 | 21.6683 | 17.6212 | 14.6786
Nechells 132kV | ERDINGTON 11kV S STN | Primary Substation | 11 | Consumer Transformation | Headroom (MW) | 37.8415 | 35.8909 | 34.8007 | 34.346 | 33.17 | 32.1077 | 30.4184 | 29.0211 | 27.5695 | 25.5703 | 24.0369 | 23.127 | 22.1842 | 21.5203 | 11.75 | 8.3826 | 8.1799
Nechells 132kV | ERDINGTON 11kV S STN | Primary Substation | 11 | Falling Short | Headroom (MW) | 37.8415 | 36.3659 | 36.0089 | 36.1242 | 35.879 | 35.6309 | 35.3522 | 35.0652 | 34.8398 | 34.38 | 33.9248 | 33.437 | 33.0042 | 32.334 | 26.0784 | 19.9946 | 14.5451
Nechells 132kV | ERDINGTON 11kV S STN | Primary Substation | 11 | Leading the Way | Headroom (MW) | 37.8415 | 35.3956 | 34.0108 | 33.21 | 32.1096 | 30.2866 | 28.6736 | 26.4241 | 25.0371 | 23.5736 | 22.3952 | 21.592 | 20.2262 | 19.6852 | 12.9865 | 11.822 | 11.0672
Nechells 132kV | ERDINGTON 11kV S STN | Primary Substation | 11 | System Transformation | Headroom (MW) | 37.8415 | 36.2231 | 35.5995 | 35.7121 | 35.3483 | 35.2145 | 34.704 | 34.2135 | 32.9458 | 32.2458 | 31.4841 | 30.7933 | 30.2958 | 30.1908 | 22.4748 | 20.724 | 19.0498
Feckenham 66kV | EVESHAM 66 11kV S STN | Primary Substation | 11 | Best View | Headroom (MW) | 22.5041 | 22.2071 | 22.1801 | 22.102 | 21.9099 | 21.6113 | 21.2791 | 20.7632 | 20.3176 | 19.9408 | 19.5594 | 19.213 | 18.6896 | 18.1743 | 5.9534 | 0 | 0
Feckenham 66kV | EVESHAM 66 11kV S STN | Primary Substation | 11 | Consumer Transformation | Headroom (MW) | 22.5041 | 22.0498 | 21.0427 | 19.7496 | 18.2314 | 17.5131 | 16.6599 | 15.782 | 14.6898 | 13.3842 | 11.2448 | 6.5211 | 1.376 | 0 | 0 | 0 | 0
Feckenham 66kV | EVESHAM 66 11kV S STN | Primary Substation | 11 | Falling Short | Headroom (MW) | 22.5041 | 22.1989 | 22.1827 | 22.1141 | 21.9088 | 21.7576 | 21.5965 | 21.3373 | 21.1133 | 20.6029 | 20.0861 | 19.5541 | 19.0223 | 18.5315 | 10.0255 | 0 | 0
Feckenham 66kV | EVESHAM 66 11kV S STN | Primary Substation | 11 | Leading the Way | Headroom (MW) | 22.5041 | 21.9001 | 21.5379 | 21.0685 | 20.5119 | 19.8038 | 19.0149 | 18.0167 | 17.0897 | 16.2503 | 14.7091 | 11.5352 | 7.9332 | 4.8231 | 0 | 0 | 0
Feckenham 66kV | EVESHAM 66 11kV S STN | Primary Substation | 11 | System Transformation | Headroom (MW) | 22.5041 | 22.1777 | 22.1149 | 21.9952 | 21.784 | 21.4547 | 21.061 | 20.4688 | 19.6924 | 19.1836 | 18.6327 | 17.7135 | 17.057 | 16.5427 | 0 | 0 | 0
Feckenham 66kV | Feckenham 66/11kVDUMMY | Primary Substation | 11 | Best View | Headroom (MW) | 13.8923 | 13.8738 | 13.8807 | 13.8873 | 13.8903 | 13.8933 | 13.8956 | 13.8949 | 13.88 | 13.8794 | 13.8769 | 13.8729 | 13.8636 | 13.8587 | 13.7746 | 13.7412 | 13.7518
Feckenham 66kV | Feckenham 66/11kVDUMMY | Primary Substation | 11 | Consumer Transformation | Headroom (MW) | 13.8923 | 13.8707 | 13.8663 | 13.8661 | 13.8565 | 13.8496 | 13.8368 | 13.832 | 13.8054 | 13.7866 | 13.7673 | 13.7563 | 13.7392 | 13.7304 | 13.617 | 13.5658 | 13.5745
Feckenham 66kV | Feckenham 66/11kVDUMMY | Primary Substation | 11 | Falling Short | Headroom (MW) | 13.8923 | 13.8721 | 13.8756 | 13.8809 | 13.8829 | 13.8813 | 13.8816 | 13.8784 | 13.8789 | 13.8704 | 13.8598 | 13.853 | 13.8428 | 13.8355 | 13.7338 | 13.6827 | 13.6494
Feckenham 66kV | Feckenham 66/11kVDUMMY | Primary Substation | 11 | Leading the Way | Headroom (MW) | 13.8923 | 13.8633 | 13.8608 | 13.8545 | 13.8487 | 13.8392 | 13.8299 | 13.8128 | 13.7715 | 13.7591 | 13.7405 | 13.7298 | 13.7213 | 13.7161 | 13.6234 | 13.5805 | 13.5856
Feckenham 66kV | Feckenham 66/11kVDUMMY | Primary Substation | 11 | System Transformation | Headroom (MW) | 13.8923 | 13.8728 | 13.8715 | 13.8799 | 13.8752 | 13.8714 | 13.8698 | 13.8662 | 13.85 | 13.8446 | 13.837 | 13.8262 | 13.815 | 13.809 | 13.7284 | 13.6945 | 13.688
Cellarhead 132kV | FORSBROOK 33kV S STN | Bulk Supply Point | 33 | Best View | Headroom (MW) | 73.6355 | 71.7533 | 70.3026 | 68.7293 | 65.1507 | 62.3815 | 59.5304 | 56.7153 | 53.7303 | 50.9291 | 47.9822 | 45.3652 | 43.8767 | 42.6126 | 37.5252 | 36.1258 | 35.6702
Cellarhead 132kV | FORSBROOK 33kV S STN | Bulk Supply Point | 33 | Consumer Transformation | Headroom (MW) | 73.6355 | 71.5147 | 69.5654 | 67.3111 | 64.2173 | 62.0904 | 59.6885 | 57.5567 | 54.9142 | 51.8424 | 48.9816 | 46.7655 | 45.6113 | 43.6728 | 34.099 | 28.8973 | 25.9161
Cellarhead 132kV | FORSBROOK 33kV S STN | Bulk Supply Point | 33 | Falling Short | Headroom (MW) | 73.6355 | 72.0276 | 71.0298 | 69.6613 | 66.6956 | 64.1563 | 61.6636 | 59.2423 | 56.6812 | 54.2595 | 51.734 | 49.1145 | 46.9217 | 44.8923 | 35.3624 | 27.8066 | 20.5467
Cellarhead 132kV | FORSBROOK 33kV S STN | Bulk Supply Point | 33 | Leading the Way | Headroom (MW) | 73.6355 | 71.1102 | 69.1089 | 66.5236 | 63.4481 | 60.8663 | 58.4015 | 55.9114 | 53.2265 | 50.9414 | 48.8759 | 47.24 | 46.8586 | 46.675 | 41.1872 | 35.4438 | 30.7355
Cellarhead 132kV | FORSBROOK 33kV S STN | Bulk Supply Point | 33 | System Transformation | Headroom (MW) | 73.6355 | 71.736 | 70.2638 | 68.629 | 66.3615 | 64.9366 | 62.9096 | 61.0038 | 59.085 | 57.122 | 53.6816 | 51.1031 | 50.279 | 49.3633 | 38.5412 | 33.8589 | 28.6608
Bushbury 132kV | FOUR ASHES 33 11kV S STN | Primary Substation | 11 | Best View | Headroom (MW) | 12.9188 | 12.6817 | 12.5068 | 12.3754 | 12.1175 | 0 | 0 | 0 | 0 | 0 | 0 | 0 | 0 | 0 | 0 | 0 | 0
Bushbury 132kV | FOUR ASHES 33 11kV S STN | Primary Substation | 11 | Consumer Transformation | Headroom (MW) | 12.9188 | 12.6316 | 12.3559 | 12.1487 | 11.8309 | 0 | 0 | 0 | 0 | 0 | 0 | 0 | 0 | 0 | 0 | 0 | 0
Bushbury 132kV | FOUR ASHES 33 11kV S STN | Primary Substation | 11 | Falling Short | Headroom (MW) | 12.9188 | 12.6997 | 12.5747 | 12.5088 | 12.374 | 0 | 0 | 0 | 0 | 0 | 0 | 0 | 0 | 0 | 0 | 0 | 0
Bushbury 132kV | FOUR ASHES 33 11kV S STN | Primary Substation | 11 | Leading the Way | Headroom (MW) | 12.9188 | 12.5611 | 12.2587 | 11.9951 | 11.6455 | 0 | 0 | 0 | 0 | 0 | 0 | 0 | 0 | 0 | 0 | 0 | 0
Bushbury 132kV | FOUR ASHES 33 11kV S STN | Primary Substation | 11 | System Transformation | Headroom (MW) | 12.9188 | 12.6892 | 12.5011 | 12.4102 | 12.0161 | 0 | 0 | 0 | 0 | 0 | 0 | 0 | 0 | 0 | 0 | 0 | 0
Cellarhead 132kV | FROGHALL 33 11kV S STN | Primary Substation | 11 | Best View | Headroom (MW) | 8.499 | 8.4828 | 8.4934 | 8.5038 | 8.5142 | 8.5245 | 8.5347 | 8.5448 | 8.5538 | 8.5627 | 8.5712 | 8.581 | 8.5907 | 8.6004 | 8.6452 | 8.688 | 8.7313
Cellarhead 132kV | FROGHALL 33 11kV S STN | Primary Substation | 11 | Consumer Transformation | Headroom (MW) | 8.499 | 8.4828 | 8.4934 | 8.5038 | 8.5142 | 8.5245 | 8.5347 | 8.5448 | 8.5535 | 8.5622 | 8.5707 | 8.5806 | 8.5903 | 8.6 | 8.6446 | 8.6873 | 8.7307
Cellarhead 132kV | FROGHALL 33 11kV S STN | Primary Substation | 11 | Falling Short | Headroom (MW) | 8.499 | 8.4828 | 8.4934 | 8.5038 | 8.5142 | 8.5245 | 8.5347 | 8.5448 | 8.5548 | 8.5648 | 8.5728 | 8.5826 | 8.5924 | 8.602 | 8.6438 | 8.6869 | 8.5054
Cellarhead 132kV | FROGHALL 33 11kV S STN | Primary Substation | 11 | Leading the Way | Headroom (MW) | 8.499 | 8.4828 | 8.4934 | 8.5038 | 8.513 | 8.5234 | 8.5336 | 8.5437 | 8.5538 | 8.5623 | 8.5712 | 8.581 | 8.5907 | 8.5993 | 8.6453 | 8.6905 | 8.7327
Cellarhead 132kV | FROGHALL 33 11kV S STN | Primary Substation | 11 | System Transformation | Headroom (MW) | 8.499 | 8.4828 | 8.4934 | 8.5038 | 8.5142 | 8.5245 | 8.5347 | 8.5448 | 8.5548 | 8.5648 | 8.5746 | 8.5844 | 8.5925 | 8.6004 | 8.647 | 8.688 | 8.7292
Cellarhead 132kV | GNOSALL 33 11kV S STN | Primary Substation | 11 | Best View | Headroom (MW) | 4.8371 | 4.7254 | 4.7206 | 4.7176 | 4.6631 | 4.2547 | 3.8333 | 3.416 | 2.9935 | 2.5392 | 2.0862 | 1.6431 | 0.86278 | 0.096129 | 0 | 0 | 0
Cellarhead 132kV | GNOSALL 33 11kV S STN | Primary Substation | 11 | Consumer Transformation | Headroom (MW) | 4.8371 | 4.6933 | 4.6193 | 4.5288 | 4.3978 | 4.281 | 3.777 | 3.3097 | 2.7988 | 2.2676 | 1.7809 | 1.3597 | 0.050639 | 0 | 0 | 0 | 0
Cellarhead 132kV | GNOSALL 33 11kV S STN | Primary Substation | 11 | Falling Short | Headroom (MW) | 4.8371 | 4.7401 | 4.7377 | 4.74 | 4.6989 | 4.6609 | 4.6181 | 4.5719 | 4.5101 | 4.401 | 4.3024 | 4.1994 | 4.0961 | 4.014 | 2.336 | 0 | 0
Cellarhead 132kV | GNOSALL 33 11kV S STN | Primary Substation | 11 | Leading the Way | Headroom (MW) | 4.8371 | 4.6515 | 4.5727 | 4.4518 | 4.336 | 3.8542 | 3.3593 | 2.8613 | 2.3498 | 1.8766 | 1.4257 | 1.0151 | 0.30336 | 0 | 0 | 0 | 0
Cellarhead 132kV | GNOSALL 33 11kV S STN | Primary Substation | 11 | System Transformation | Headroom (MW) | 4.8371 | 4.7217 | 4.7167 | 4.6938 | 4.6492 | 4.5904 | 4.5224 | 4.4468 | 4.3566 | 4.2777 | 3.8229 | 3.3753 | 2.954 | 2.5952 | 0 | 0 | 0
Cellarhead 132kV | GOLDENHILL BANK 33 11kV S STN | Primary Substation | 11 | Best View | Headroom (MW) | 18.3942 | 18.3241 | 18.3576 | 18.3807 | 18.3884 | 18.3807 | 18.3518 | 18.3165 | 18.2832 | 18.2744 | 18.2773 | 18.3326 | 18.4281 | 17.6599 | 10.1982 | 7.1589 | 6.5615
Cellarhead 132kV | GOLDENHILL BANK 33 11kV S STN | Primary Substation | 11 | Consumer Transformation | Headroom (MW) | 18.3942 | 18.2687 | 18.1957 | 18.0924 | 17.8612 | 17.6325 | 17.3581 | 17.1303 | 16.8417 | 16.4392 | 14.9698 | 13.2337 | 11.7639 | 10.0225 | 0 | 0 | 0
Cellarhead 132kV | GOLDENHILL BANK 33 11kV S STN | Primary Substation | 11 | Falling Short | Headroom (MW) | 18.3942 | 18.3182 | 18.3514 | 18.3798 | 18.3527 | 18.3211 | 18.2821 | 18.2268 | 18.1616 | 18.0208 | 17.8861 | 17.7472 | 17.6205 | 17.5152 | 12.7135 | 5.8564 | 0
Cellarhead 132kV | GOLDENHILL BANK 33 11kV S STN | Primary Substation | 11 | Leading the Way | Headroom (MW) | 18.3942 | 18.1809 | 18.0667 | 17.9027 | 17.6842 | 17.4484 | 17.1739 | 16.8749 | 16.5895 | 16.0713 | 14.2805 | 12.8125 | 11.482 | 10.3892 | 2.6633 | 0 | 0
Cellarhead 132kV | GOLDENHILL BANK 33 11kV S STN | Primary Substation | 11 | System Transformation | Headroom (MW) | 18.3942 | 18.3218 | 18.354 | 18.3681 | 18.3658 | 18.3286 | 18.2662 | 18.1862 | 18.0854 | 17.9658 | 17.8267 | 17.7156 | 17.6763 | 17.7311 | 8.9504 | 4.9614 | 1.5913
Feckenham 66kV | GREAT ALNE 66 11kV S STN | Primary Substation | 11 | Best View | Headroom (MW) | 19.1236 | 19.0085 | 18.963 | 18.932 | 18.8374 | 18.7158 | 18.5689 | 18.4265 | 18.2648 | 18.1295 | 18.0123 | 17.9257 | 17.8785 | 17.5522 | 6.2424 | 0 | 0
Feckenham 66kV | GREAT ALNE 66 11kV S STN | Primary Substation | 11 | Consumer Transformation | Headroom (MW) | 19.1236 | 18.9768 | 18.8891 | 18.8007 | 18.6561 | 18.4804 | 18.2618 | 18.0941 | 17.8847 | 17.6255 | 17.4127 | 17.2637 | 13.3657 | 8.7866 | 0 | 0 | 0
Feckenham 66kV | GREAT ALNE 66 11kV S STN | Primary Substation | 11 | Falling Short | Headroom (MW) | 19.1236 | 19.0167 | 19.0013 | 19.002 | 18.9479 | 18.8873 | 18.8193 | 18.7612 | 18.6862 | 18.5753 | 18.4676 | 18.3532 | 18.229 | 18.1204 | 16.3122 | 0 | 0
Feckenham 66kV | GREAT ALNE 66 11kV S STN | Primary Substation | 11 | Leading the Way | Headroom (MW) | 19.1236 | 18.9322 | 18.8114 | 18.7066 | 18.5456 | 18.3682 | 18.1472 | 17.9228 | 17.6748 | 17.4894 | 17.3112 | 17.1705 | 13.4787 | 9.8239 | 0 | 0 | 0
Feckenham 66kV | GREAT ALNE 66 11kV S STN | Primary Substation | 11 | System Transformation | Headroom (MW) | 19.1236 | 19.0017 | 18.9701 | 18.9574 | 18.9097 | 18.7238 | 18.6369 | 18.5524 | 18.4443 | 18.0644 | 17.9406 | 17.8263 | 17.7222 | 17.6589 | 0 | 0 | 0
Ironbridge & Shrewsbury 132kV | HALESFIELD 33 11kV S STN | Primary Substation | 11 | Best View | Headroom (MW) | 6.7105 | 6.3712 | 6.1234 | 6.0929 | 6.1532 | 5.9771 | 5.7554 | 5.544 | 5.3262 | 4.978 | 4.7188 | 4.4617 | 3.9802 | 3.4971 | 0 | 0 | 0
Ironbridge & Shrewsbury 132kV | HALESFIELD 33 11kV S STN | Primary Substation | 11 | Consumer Transformation | Headroom (MW) | 6.7105 | 6.3491 | 6.0421 | 5.9936 | 5.9748 | 5.9375 | 5.5878 | 5.2983 | 4.9436 | 3.7351 | 0 | 0 | 0 | 0 | 0 | 0 | 0
Ironbridge & Shrewsbury 132kV | HALESFIELD 33 11kV S STN | Primary Substation | 11 | Falling Short | Headroom (MW) | 6.7105 | 6.4008 | 6.2558 | 6.2643 | 6.3277 | 6.3915 | 6.4248 | 6.4725 | 6.5035 | 6.4171 | 6.3762 | 6.3412 | 6.2959 | 6.0343 | 0 | 0 | 0
Ironbridge & Shrewsbury 132kV | HALESFIELD 33 11kV S STN | Primary Substation | 11 | Leading the Way | Headroom (MW) | 6.7105 | 6.2978 | 5.9869 | 5.8837 | 5.8335 | 5.5696 | 5.2109 | 4.8475 | 4.4819 | 0 | 0 | 0 | 0 | 0 | 0 | 0 | 0
Ironbridge & Shrewsbury 132kV | HALESFIELD 33 11kV S STN | Primary Substation | 11 | System Transformation | Headroom (MW) | 6.7105 | 6.3764 | 6.1146 | 6.12 | 6.2128 | 6.2773 | 6.3093 | 6.3557 | 6.1323 | 5.7711 | 5.4978 | 5.2259 | 4.9637 | 2.4781 | 0 | 0 | 0
Kitwell 132kV | Halesowen 132/11kVDUMMY | Primary Substation | 11 | Best View | Headroom (MW) | 21.3767 | 20.3657 | 20.0127 | 19.9657 | 19.4058 | 18.7556 | 18.074 | 17.3655 | 16.422 | 15.4247 | 13.9993 | 12.7857 | 11.8308 | 11.0312 | 0 | 0 | 0
Kitwell 132kV | Halesowen 132/11kVDUMMY | Primary Substation | 11 | Consumer Transformation | Headroom (MW) | 21.3767 | 19.7049 | 18.493 | 17.2342 | 14.8105 | 12.2942 | 8.7158 | 5.8963 | 2.4035 | 0 | 0 | 0 | 0 | 0 | 0 | 0 | 0
Kitwell 132kV | Halesowen 132/11kVDUMMY | Primary Substation | 11 | Falling Short | Headroom (MW) | 21.3767 | 20.3088 | 20.0946 | 20.0926 | 19.448 | 18.835 | 18.1863 | 17.4952 | 16.6665 | 15.2467 | 13.8348 | 12.3507 | 10.9391 | 9.7405 | 0 | 0 | 0
Kitwell 132kV | Halesowen 132/11kVDUMMY | Primary Substation | 11 | Leading the Way | Headroom (MW) | 21.3767 | 18.974 | 17.1598 | 15.3693 | 12.8677 | 9.6774 | 6.2539 | 2.3488 | 0 | 0 | 0 | 0 | 0 | 0 | 0 | 0 | 0
Kitwell 132kV | Halesowen 132/11kVDUMMY | Primary Substation | 11 | System Transformation | Headroom (MW) | 21.3767 | 20.2995 | 19.8623 | 19.6732 | 19.1013 | 18.4025 | 17.2469 | 16.3493 | 15.1609 | 13.7107 | 11.5992 | 9.6463 | 7.0693 | 6.2774 | 0 | 0 | 0
Kitwell 132kV | Hall Green 132/11kV | Primary Substation | 11 | Best View | Headroom (MW) | 52.0777 | 18.258 | 9.8596 | 2.4628 | 0 | 0 | 0 | 0 | 0 | 0 | 0 | 0 | 0 | 0 | 0 | 0 | 0
Kitwell 132kV | Hall Green 132/11kV | Primary Substation | 11 | Consumer Transformation | Headroom (MW) | 52.0777 | 15.7799 | 3.3297 | 0 | 0 | 0 | 0 | 0 | 0 | 0 | 0 | 0 | 0 | 0 | 0 | 0 | 0
Kitwell 132kV | Hall Green 132/11kV | Primary Substation | 11 | Falling Short | Headroom (MW) | 52.0777 | 19.7781 | 15.8787 | 13.5241 | 10.2616 | 5.7831 | 0.9463 | 0 | 0 | 0 | 0 | 0 | 0 | 0 | 0 | 0 | 0
Kitwell 132kV | Hall Green 132/11kV | Primary Substation | 11 | Leading the Way | Headroom (MW) | 52.0777 | 12.0587 | 0 | 0 | 0 | 0 | 0 | 0 | 0 | 0 | 0 | 0 | 0 | 0 | 0 | 0 | 0
Kitwell 132kV | Hall Green 132/11kV | Primary Substation | 11 | System Transformation | Headroom (MW) | 52.0777 | 18.1942 | 12.4665 | 9.7443 | 6.0165 | 0.74991 | 0 | 0 | 0 | 0 | 0 | 0 | 0 | 0 | 0 | 0 | 0
Iron Acton 132kV | HAMMERLEY DOWN 33 11kV S STN | Primary Substation | 11 | Consumer Transformation | Headroom (MW) | 7.5078 | 6.4999 | 6.081 | 5.5063 | 4.716 | 3.8755 | 2.5203 | 1.1287 | 0 | 0 | 0 | 0 | 0 | 0 | 0 | 0 | 0
Iron Acton 132kV | HAMMERLEY DOWN 33 11kV S STN | Primary Substation | 11 | Falling Short | Headroom (MW) | 7.5078 | 6.7952 | 6.7447 | 6.6368 | 6.3097 | 5.9785 | 5.6358 | 5.1237 | 4.5305 | 3.9012 | 3.2681 | 2.6214 | 2.0014 | 1.4249 | 0 | 0 | 0
Iron Acton 132kV | HAMMERLEY DOWN 33 11kV S STN | Primary Substation | 11 | Leading the Way | Headroom (MW) | 7.5078 | 6.2555 | 5.7024 | 4.9619 | 4.1865 | 2.938 | 1.6538 | 0.072988 | 0 | 0 | 0 | 0 | 0 | 0 | 0 | 0 | 0
Iron Acton 132kV | HAMMERLEY DOWN 33 11kV S STN | Primary Substation | 11 | System Transformation | Headroom (MW) | 7.5078 | 6.7015 | 6.5577 | 6.3689 | 6.027 | 5.2969 | 4.8815 | 3.8723 | 2.3886 | 1.866 | 0.89517 | 0.022949 | 0 | 0 | 0 | 0 | 0
Iron Acton 132kV | HAMMERLEY DOWN 33 11kV S STN | Primary Substation | 11 | Best View | Headroom (MW) | 7.5078 | 6.8282 | 6.788 | 6.6153 | 6.2351 | 5.7281 | 4.8926 | 3.7545 | 2.5901 | 1.8889 | 1.2873 | 0.90774 | 0.70194 | 0.59842 | 0 | 0 | 0
Lea Marston 132kV | Hams Hall South 132/11kVDUMMY | Primary Substation | 11 | Best View | Headroom (MW) | 53.1164 | 51.3316 | 51.0329 | 50.8248 | 50.3481 | 50.125 | 49.8339 | 49.2304 | 48.8588 | 48.3898 | 48.0913 | 47.2412 | 47.1021 | 46.9896 | 44.7166 | 43.1835 | 42.651
Lea Marston 132kV | Hams Hall South 132/11kVDUMMY | Primary Substation | 11 | Consumer Transformation | Headroom (MW) | 53.1164 | 51.2948 | 50.9675 | 50.7034 | 50.13 | 49.852 | 49.4814 | 48.7834 | 48.3238 | 47.7278 | 47.2988 | 46.3709 | 46.1514 | 46.0002 | 43.194 | 41.2779 | 40.3671
Lea Marston 132kV | Hams Hall South 132/11kVDUMMY | Primary Substation | 11 | Falling Short | Headroom (MW) | 53.1164 | 51.6498 | 51.6656 | 51.703 | 51.516 | 51.5363 | 51.5763 | 51.515 | 51.4743 | 51.3545 | 51.2365 | 51.1 | 50.9693 | 50.9003 | 48.7707 | 46.8145 | 44.6525
Lea Marston 132kV | Hams Hall South 132/11kVDUMMY | Primary Substation | 11 | Leading the Way | Headroom (MW) | 53.1164 | 51.0777 | 50.6475 | 50.2417 | 49.6968 | 49.1092 | 48.7836 | 47.8562 | 46.3513 | 45.9926 | 45.7124 | 45.5498 | 45.4818 | 45.5018 | 43.7854 | 42.7583 | 40.9348
Lea Marston 132kV | Hams Hall South 132/11kVDUMMY | Primary Substation | 11 | System Transformation | Headroom (MW) | 53.1164 | 51.4442 | 51.3582 | 51.392 | 50.8275 | 50.8875 | 50.5536 | 50.4298 | 50.3454 | 50.297 | 50.1975 | 49.3049 | 49.2814 | 49.3611 | 45.6514 | 44.7544 | 43.1978
Ironbridge & Shrewsbury 132kV | HARLESCOTT 33 11kV S STN | Primary Substation | 11 | Best View | Headroom (MW) | 12.2337 | 12.045 | 11.8004 | 11.3098 | 10.9747 | 10.7246 | 10.427 | 10.1173 | 9.7255 | 9.2932 | 8.7727 | 8.2832 | 7.9214 | 7.7208 | 0 | 0 | 0
Ironbridge & Shrewsbury 132kV | HARLESCOTT 33 11kV S STN | Primary Substation | 11 | Consumer Transformation | Headroom (MW) | 12.2337 | 11.8432 | 11.1229 | 9.7379 | 9.313 | 8.9793 | 8.5685 | 8.1805 | 7.6464 | 7.0241 | 0 | 0 | 0 | 0 | 0 | 0 | 0
Ironbridge & Shrewsbury 132kV | HARLESCOTT 33 11kV S STN | Primary Substation | 11 | Falling Short | Headroom (MW) | 12.2337 | 12.0516 | 11.8418 | 11.383 | 11.1202 | 10.8567 | 10.6045 | 10.3854 | 10.1062 | 9.7479 | 9.3641 | 8.9432 | 8.4831 | 8.1284 | 0 | 0 | 0
Ironbridge & Shrewsbury 132kV | HARLESCOTT 33 11kV S STN | Primary Substation | 11 | Leading the Way | Headroom (MW) | 12.2337 | 11.9532 | 11.7984 | 11.3078 | 10.8667 | 10.4359 | 9.9911 | 9.5519 | 9.0047 | 0 | 0 | 0 | 0 | 0 | 0 | 0 | 0
Ironbridge & Shrewsbury 132kV | HARLESCOTT 33 11kV S STN | Primary Substation | 11 | System Transformation | Headroom (MW) | 12.2337 | 8.998 | 5.86 | 0 | 0 | 0 | 0 | 0 | 0 | 0 | 0 | 0 | 0 | 0 | 0 | 0 | 0
Port Ham 132kV | Hereford Central 66/11kv | Primary Substation | 11 | Best View | Headroom (MW) | 23.7816 | 23.4398 | 23.4132 | 23.4835 | 23.4499 | 23.3678 | 22.8718 | 22.3523 | 21.7971 | 21.1719 | 20.5097 | 19.8373 | 19.1455 | 18.4502 | 13.6052 | 11.4952 | 11.9055
Port Ham 132kV | Hereford Central 66/11kv | Primary Substation | 11 | Consumer Transformation | Headroom (MW) | 23.7816 | 23.3214 | 23.0942 | 22.9321 | 22.5649 | 22.1743 | 21.2516 | 20.4385 | 19.4701 | 18.3103 | 17.2752 | 16.455 | 15.5237 | 14.6851 | 4.6406 | 0 | 0
Port Ham 132kV | Hereford Central 66/11kv | Primary Substation | 11 | Falling Short | Headroom (MW) | 23.7816 | 23.4638 | 23.4677 | 23.5435 | 23.4797 | 23.4106 | 23.3009 | 23.1584 | 23.0131 | 22.8031 | 22.5622 | 22.3041 | 21.6645 | 21.0221 | 16.6085 | 12.1605 | 9.134
Port Ham 132kV | Hereford Central 66/11kv | Primary Substation | 11 | Leading the Way | Headroom (MW) | 23.7816 | 23.16 | 22.8379 | 22.5911 | 22.2305 | 21.4956 | 20.6145 | 19.6312 | 18.6493 | 17.686 | 16.7174 | 15.8048 | 14.6487 | 13.603 | 3.4199 | 0 | 0
Port Ham 132kV | Hereford Central 66/11kv | Primary Substation | 11 | System Transformation | Headroom (MW) | 23.7816 | 23.4286 | 23.3971 | 23.4607 | 23.4421 | 23.378 | 23.2765 | 22.7371 | 22.2058 | 21.6215 | 20.968 | 20.2857 | 19.6089 | 18.6452 | 12.9381 | 11.2591 | 10.642
Port Ham 132kV | HEREFORD NORTH 66 11kV S STN | Primary Substation | 11 | Best View | Headroom (MW) | 20.1586 | 19.8677 | 19.8993 | 19.9253 | 19.4668 | 19.0252 | 18.4298 | 17.5575 | 17.2433 | 16.8749 | 16.5745 | 16.0233 | 15.8101 | 15.637 | 13.0149 | 12.0116 | 11.718
Port Ham 132kV | HEREFORD NORTH 66 11kV S STN | Primary Substation | 11 | Consumer Transformation | Headroom (MW) | 20.1586 | 19.738 | 19.59 | 19.3725 | 18.5981 | 17.861 | 16.8883 | 15.7144 | 15.0138 | 14.1391 | 13.4817 | 12.7199 | 12.2561 | 11.8818 | 4.5485 | 0 | 0
Port Ham 132kV | HEREFORD NORTH 66 11kV S STN | Primary Substation | 11 | Falling Short | Headroom (MW) | 20.1586 | 19.8496 | 19.8593 | 19.8601 | 19.4765 | 19.1131 | 18.5778 | 18.1853 | 17.9498 | 17.3361 | 17.0335 | 16.7297 | 16.4322 | 16.167 | 13.932 | 12.25 | 10.6775
Port Ham 132kV | HEREFORD NORTH 66 11kV S STN | Primary Substation | 11 | Leading the Way | Headroom (MW) | 20.1586 | 19.6107 | 19.3521 | 19.0494 | 17.9911 | 16.7135 | 15.4024 | 13.953 | 12.8822 | 12.2402 | 11.3607 | 11.0026 | 10.2408 | 9.9027 | 3.3521 | 0 | 0
Port Ham 132kV | HEREFORD NORTH 66 11kV S STN | Primary Substation | 11 | System Transformation | Headroom (MW) | 20.1586 | 19.8136 | 19.7938 | 19.7484 | 18.8486 | 18.2204 | 17.5881 | 16.739 | 16.5034 | 16.2229 | 15.4475 | 15.0384 | 14.6947 | 14.4915 | 11.253 | 10.4725 | 9.8496
Port Ham 132kV | HEREFORD SOUTH 66 11kV S STN | Primary Substation | 11 | Best View | Headroom (MW) | 20.4297 | 19.9897 | 19.9547 | 20.0027 | 19.763 | 19.5253 | 19.1082 | 18.5242 | 17.9599 | 17.5176 | 17.1024 | 16.7368 | 16.0529 | 15.7873 | 12.1344 | 10.0986 | 9.3186
Port Ham 132kV | HEREFORD SOUTH 66 11kV S STN | Primary Substation | 11 | Consumer Transformation | Headroom (MW) | 20.4297 | 19.8453 | 19.6111 | 19.4011 | 18.811 | 18.2301 | 17.3405 | 16.3865 | 15.3491 | 14.2865 | 13.4409 | 12.8349 | 11.8455 | 11.3184 | 4.5623 | 0 | 0
Port Ham 132kV | HEREFORD SOUTH 66 11kV S STN | Primary Substation | 11 | Falling Short | Headroom (MW) | 20.4297 | 20.0122 | 19.9946 | 20.0192 | 19.7729 | 19.517 | 19.2998 | 18.9728 | 18.6465 | 18.2801 | 17.9126 | 17.5342 | 16.9553 | 16.406 | 12.5946 | 9.3932 | 6.3799
Port Ham 132kV | HEREFORD SOUTH 66 11kV S STN | Primary Substation | 11 | Leading the Way | Headroom (MW) | 20.4297 | 19.6916 | 19.3507 | 19.0375 | 18.4548 | 17.6001 | 16.7309 | 15.6361 | 14.5498 | 13.7177 | 13.0074 | 12.454 | 11.8429 | 11.3412 | 3.3622 | 0 | 0
Port Ham 132kV | HEREFORD SOUTH 66 11kV S STN | Primary Substation | 11 | System Transformation | Headroom (MW) | 20.4297 | 19.9501 | 19.8788 | 19.877 | 19.6098 | 19.1799 | 18.9171 | 18.4362 | 17.7451 | 16.7881 | 16.2051 | 15.6509 | 15.1685 | 14.8612 | 10.3902 | 8.2414 | 6.6139
Cellarhead 132kV | HIGH OFFLEY 33 11kV S STN | Primary Substation | 11 | Best View | Headroom (MW) | 12.6711 | 12.6072 | 12.5949 | 12.5893 | 12.5676 | 12.5522 | 12.5358 | 12.5165 | 12.4977 | 11.9045 | 10.7546 | 10.0535 | 9.0484 | 8.1038 | 0 | 0 | 0
Cellarhead 132kV | HIGH OFFLEY 33 11kV S STN | Primary Substation | 11 | Consumer Transformation | Headroom (MW) | 12.6711 | 12.5894 | 12.5486 | 12.5061 | 12.4563 | 12.4158 | 12.362 | 12.3073 | 11.1558 | 9.744 | 6.9732 | 3.2972 | 0.052007 | 0 | 0 | 0 | 0
Cellarhead 132kV | HIGH OFFLEY 33 11kV S STN | Primary Substation | 11 | Falling Short | Headroom (MW) | 12.6711 | 12.6141 | 12.6141 | 12.6098 | 12.572 | 12.5414 | 12.5163 | 12.4838 | 12.4417 | 12.3876 | 12.3416 | 12.2846 | 12.2316 | 12.1013 | 4.5297 | 0 | 0
Cellarhead 132kV | HIGH OFFLEY 33 11kV S STN | Primary Substation | 11 | Leading the Way | Headroom (MW) | 12.6711 | 12.5768 | 12.5317 | 12.4816 | 12.4379 | 12.3928 | 12.336 | 11.8051 | 10.3229 | 9.1444 | 8.0337 | 7.303 | 6.2342 | 4.0409 | 0 | 0 | 0
Cellarhead 132kV | HIGH OFFLEY 33 11kV S STN | Primary Substation | 11 | System Transformation | Headroom (MW) | 12.6711 | 12.599 | 12.5763 | 12.5527 | 12.5074 | 12.4667 | 12.4196 | 12.3807 | 12.3246 | 12.2583 | 11.3641 | 10.0827 | 9.27 | 8.6371 | 0 | 0 | 0
Kitwell 132kV | Highters Heath 132/11kV | Primary Substation | 11 | Best View | Headroom (MW) | 60.5506 | 46.7688 | 25.2558 | 6.3087 | 0 | 0 | 0 | 0 | 0 | 0 | 0 | 0 | 0 | 0 | 0 | 0 | 0
Kitwell 132kV | Highters Heath 132/11kV | Primary Substation | 11 | Consumer Transformation | Headroom (MW) | 60.5506 | 40.4209 | 8.5292 | 0 | 0 | 0 | 0 | 0 | 0 | 0 | 0 | 0 | 0 | 0 | 0 | 0 | 0
Kitwell 132kV | Highters Heath 132/11kV | Primary Substation | 11 | Falling Short | Headroom (MW) | 60.5506 | 50.6625 | 40.674 | 34.6427 | 26.2856 | 14.8138 | 2.424 | 0 | 0 | 0 | 0 | 0 | 0 | 0 | 0 | 0 | 0
Kitwell 132kV | Highters Heath 132/11kV | Primary Substation | 11 | Leading the Way | Headroom (MW) | 60.5506 | 30.8889 | 0 | 0 | 0 | 0 | 0 | 0 | 0 | 0 | 0 | 0 | 0 | 0 | 0 | 0 | 0
Kitwell 132kV | Highters Heath 132/11kV | Primary Substation | 11 | System Transformation | Headroom (MW) | 60.5506 | 46.6053 | 31.9335 | 24.9604 | 15.4116 | 1.9209 | 0 | 0 | 0 | 0 | 0 | 0 | 0 | 0 | 0 | 0 | 0
Cellarhead 132kV | HILL CHORLTON 33 11kV S STN | Primary Substation | 11 | Best View | Headroom (MW) | 4.5658 | 4.529 | 4.5293 | 4.523 | 4.5079 | 4.5012 | 4.4906 | 4.4795 | 4.473 | 4.4718 | 4.4518 | 4.442 | 4.4443 | 4.4457 | 0 | 0 | 0
Cellarhead 132kV | HILL CHORLTON 33 11kV S STN | Primary Substation | 11 | Consumer Transformation | Headroom (MW) | 4.5658 | 4.5148 | 4.4961 | 4.4561 | 4.4151 | 4.3776 | 4.3279 | 4.2703 | 4.1973 | 4.1306 | 4.0714 | 3.3914 | 0.053493 | 0 | 0 | 0 | 0
Cellarhead 132kV | HILL CHORLTON 33 11kV S STN | Primary Substation | 11 | Falling Short | Headroom (MW) | 4.5658 | 4.5304 | 4.5262 | 4.525 | 4.5005 | 4.4868 | 4.47 | 4.4498 | 4.4265 | 4.3817 | 4.3473 | 4.3075 | 4.2736 | 4.2448 | 3.9038 | 0 | 0
Cellarhead 132kV | HILL CHORLTON 33 11kV S STN | Primary Substation | 11 | Leading the Way | Headroom (MW) | 4.5658 | 4.5062 | 4.4744 | 4.433 | 4.3945 | 4.3487 | 4.2855 | 4.2219 | 4.1025 | 4.0576 | 4.0072 | 3.9828 | 3.974 | 3.9666 | 0 | 0 | 0
Cellarhead 132kV | HILL CHORLTON 33 11kV S STN | Primary Substation | 11 | System Transformation | Headroom (MW) | 4.5658 | 4.5234 | 4.5194 | 4.5056 | 4.4796 | 4.4538 | 4.2047 | 4.1758 | 4.1261 | 4.0927 | 3.4969 | 3.4519 | 3.4191 | 3.4072 | 0 | 0 | 0
Penn 132kV | Hinksford 132/33/11kVDUMMY | Primary Substation | 11 | Best View | Headroom (MW) | 9.7517 | 8.8047 | 8.8446 | 8.7402 | 7.4013 | 6.6437 | 5.86 | 5.0297 | 3.644 | 2.2041 | 0.91337 | 0 | 0 | 0 | 0 | 0 | 0
Penn 132kV | Hinksford 132/33/11kVDUMMY | Primary Substation | 11 | Consumer Transformation | Headroom (MW) | 9.7517 | 8.4637 | 7.9268 | 7.1023 | 4.838 | 3.1298 | 0.73762 | 0 | 0 | 0 | 0 | 0 | 0 | 0 | 0 | 0 | 0
Penn 132kV | Hinksford 132/33/11kVDUMMY | Primary Substation | 11 | Falling Short | Headroom (MW) | 9.7517 | 8.8516 | 8.8737 | 8.842 | 7.912 | 7.3979 | 6.8438 | 6.2661 | 5.5887 | 4.5708 | 3.5932 | 2.6129 | 1.6557 | 0.41063 | 0 | 0 | 0
Penn 132kV | Hinksford 132/33/11kVDUMMY | Primary Substation | 11 | Leading the Way | Headroom (MW) | 9.7517 | 8.0378 | 7.1798 | 6.1129 | 3.8112 | 1.6187 | 0 | 0 | 0 | 0 | 0 | 0 | 0 | 0 | 0 | 0 | 0
Penn 132kV | Hinksford 132/33/11kVDUMMY | Primary Substation | 11 | System Transformation | Headroom (MW) | 9.7517 | 8.7706 | 8.7459 | 8.6311 | 7.4925 | 6.8926 | 6.2305 | 5.4712 | 4.1194 | 2.7344 | 1.3526 | 0.10414 | 0 | 0 | 0 | 0 | 0
Penn 132kV | HINKSFORD 132kV S STN | Bulk Supply Point | 33 | Best View | Headroom (MW) | 75.4264 | 75.3797 | 75.3825 | 75.3485 | 75.2897 | 75.2406 | 75.1996 | 75.166 | 75.129 | 75.0811 | 75.0357 | 74.9962 | 74.9697 | 74.9511 | 74.6151 | 74.4453 | 74.2649
Penn 132kV | HINKSFORD 132kV S STN | Bulk Supply Point | 33 | Consumer Transformation | Headroom (MW) | 75.4264 | 75.3663 | 75.3437 | 75.2925 | 75.2045 | 75.1271 | 75.0438 | 74.984 | 74.8997 | 74.8118 | 74.7462 | 74.7095 | 74.6772 | 74.6642 | 67.7983 | 62.2808 | 60.8427
Penn 132kV | HINKSFORD 132kV S STN | Bulk Supply Point | 33 | Falling Short | Headroom (MW) | 75.4264 | 75.3808 | 75.3893 | 75.3755 | 75.3467 | 75.3258 | 75.3036 | 75.2804 | 75.2524 | 75.2144 | 75.1743 | 75.1327 | 75.0907 | 75.0579 | 74.7104 | 73.4707 | 66.406
Penn 132kV | HINKSFORD 132kV S STN | Bulk Supply Point | 33 | Leading the Way | Headroom (MW) | 75.4264 | 75.3483 | 75.316 | 75.2458 | 75.1563 | 75.0692 | 74.9943 | 74.9198 | 74.8083 | 74.7519 | 74.7051 | 74.6853 | 74.6918 | 74.7127 | 72.1587 | 68.5661 | 65.8146
Penn 132kV | HINKSFORD 132kV S STN | Bulk Supply Point | 33 | System Transformation | Headroom (MW) | 75.4264 | 75.3794 | 75.3792 | 75.3584 | 75.3215 | 75.2933 | 75.2011 | 75.1747 | 75.1273 | 75.0954 | 75.059 | 74.8506 | 74.8347 | 74.846 | 74.5336 | 74.0803 | 71.5801
Cellarhead 132kV | HINSTOCK 33 11kV S STN | Primary Substation | 11 | Best View | Headroom (MW) | 3.3756 | 3.3236 | 3.3245 | 3.3068 | 3.2765 | 3.2512 | 3.225 | 3.2059 | 2.6339 | 2.0525 | 1.3068 | 1.2255 | 1.1542 | 1.1262 | 0 | 0 | 0
Cellarhead 132kV | HINSTOCK 33 11kV S STN | Primary Substation | 11 | Consumer Transformation | Headroom (MW) | 3.3756 | 3.2758 | 3.2244 | 3.1376 | 3.0539 | 2.9888 | 2.8967 | 2.824 | 2.2009 | 1.5865 | 0.82925 | 0.75794 | 0.051851 | 0 | 0 | 0 | 0
Cellarhead 132kV | HINSTOCK 33 11kV S STN | Primary Substation | 11 | Falling Short | Headroom (MW) | 3.3756 | 3.3076 | 3.2955 | 3.2665 | 3.2046 | 3.1589 | 3.1095 | 3.0648 | 2.746 | 2.3381 | 1.8686 | 1.5986 | 1.3314 | 1.0793 | 0.11979 | 0 | 0
Cellarhead 132kV | HINSTOCK 33 11kV S STN | Primary Substation | 11 | Leading the Way | Headroom (MW) | 3.3756 | 3.2585 | 3.1845 | 3.0746 | 2.9934 | 2.9218 | 2.8181 | 2.7237 | 2.166 | 1.6604 | 1.1434 | 1.09 | 1.0681 | 1.0526 | 0 | 0 | 0
Cellarhead 132kV | HINSTOCK 33 11kV S STN | Primary Substation | 11 | System Transformation | Headroom (MW) | 3.3756 | 3.281 | 3.2364 | 3.1761 | 3.0966 | 3.0255 | 2.9583 | 2.8891 | 2.2627 | 1.6236 | 0.82269 | 0.68924 | 0.57587 | 0.52131 | 0 | 0 | 0
Nechells 132kV | Hockley 132/11kv | Primary Substation | 11 | Best View | Headroom (MW) | 74.2069 | 70.2937 | 68.5121 | 65.3183 | 63.2286 | 60.1511 | 56.9055 | 53.16 | 50.6877 | 48.2788 | 45.9775 | 43.5357 | 40.6687 | 37.6466 | 22.9462 | 19.884 | 26.9805
Nechells 132kV | Hockley 132/11kv | Primary Substation | 11 | Consumer Transformation | Headroom (MW) | 74.2069 | 69.7558 | 67.0728 | 63.0321 | 60.1393 | 57.3643 | 53.0477 | 49.0361 | 45.0674 | 40.5405 | 36.9193 | 34.4764 | 30.8663 | 27.6353 | 14.483 | 11.4199 | 16.2207
Nechells 132kV | Hockley 132/11kv | Primary Substation | 11 | Falling Short | Headroom (MW) | 74.2069 | 70.705 | 69.5655 | 66.9751 | 65.6666 | 63.9341 | 62.0761 | 60.2717 | 58.7422 | 57.1035 | 55.4916 | 53.6577 | 51.2968 | 48.9791 | 34.8567 | 20.5116 | 14.8514
Nechells 132kV | Hockley 132/11kv | Primary Substation | 11 | Leading the Way | Headroom (MW) | 74.2069 | 69.0397 | 65.8329 | 61.0668 | 58.3254 | 54.5721 | 50.4524 | 45.7383 | 42.2627 | 38.7612 | 35.5398 | 32.391 | 29.2516 | 26.429 | 16.595 | 18.2007 | 25.3044
Nechells 132kV | Hockley 132/11kv | Primary Substation | 11 | System Transformation | Headroom (MW) | 74.2069 | 70.2156 | 68.2666 | 65.1133 | 63.4558 | 61.995 | 59.953 | 57.1622 | 55.2571 | 52.9563 | 50.6902 | 48.0721 | 45.1256 | 41.7457 | 24.5887 | 23.7729 | 29.5665
Cellarhead 132kV | HOOKGATE 33 11kV S STN | Primary Substation | 11 | Best View | Headroom (MW) | 6.3848 | 6.2432 | 6.1844 | 6.1378 | 6.0715 | 6.0132 | 5.967 | 5.916 | 5.8657 | 5.8386 | 5.8086 | 5.7884 | 5.7946 | 5.7997 | 0 | 0 | 0
Cellarhead 132kV | HOOKGATE 33 11kV S STN | Primary Substation | 11 | Consumer Transformation | Headroom (MW) | 6.3848 | 6.2055 | 6.0718 | 5.939 | 5.7822 | 5.6418 | 5.5015 | 5.384 | 5.2125 | 5.0571 | 4.9398 | 3.3352 | 0.052606 | 0 | 0 | 0 | 0
Cellarhead 132kV | HOOKGATE 33 11kV S STN | Primary Substation | 11 | Falling Short | Headroom (MW) | 6.3848 | 6.2495 | 6.1901 | 6.1528 | 6.0714 | 6.0049 | 5.9414 | 5.8849 | 5.8123 | 5.707 | 5.6056 | 5.5041 | 5.4014 | 5.3144 | 4.1213 | 0 | 0
Cellarhead 132kV | HOOKGATE 33 11kV S STN | Primary Substation | 11 | Leading the Way | Headroom (MW) | 6.3848 | 6.1709 | 6.0243 | 5.8776 | 5.7265 | 5.585 | 5.4451 | 5.3095 | 5.0837 | 4.9768 | 4.8759 | 4.8133 | 4.8013 | 4.0874 | 0 | 0 | 0
Cellarhead 132kV | HOOKGATE 33 11kV S STN | Primary Substation | 11 | System Transformation | Headroom (MW) | 6.3848 | 6.2237 | 6.1385 | 6.0708 | 5.9673 | 5.881 | 5.8055 | 5.2117 | 5.0849 | 4.9942 | 4.8952 | 3.7395 | 3.6758 | 3.6425 | 0 | 0 | 0
Ironbridge & Shrewsbury 132kV | HORTONWOOD 132 11kV S STN | Primary Substation | 11 | Best View | Headroom (MW) | 23.4766 | 22.7809 | 22.0467 | 21.4634 | 21.2623 | 20.9226 | 20.641 | 20.2933 | 19.8779 | 19.6293 | 19.3846 | 19.1763 | 18.8407 | 18.5246 | 0 | 0 | 0
Ironbridge & Shrewsbury 132kV | HORTONWOOD 132 11kV S STN | Primary Substation | 11 | Consumer Transformation | Headroom (MW) | 23.4766 | 22.7507 | 21.8893 | 21.3052 | 20.9679 | 20.6593 | 20.1472 | 19.6551 | 18.9547 | 9.6416 | 0 | 0 | 0 | 0 | 0 | 0 | 0
Ironbridge & Shrewsbury 132kV | HORTONWOOD 132 11kV S STN | Primary Substation | 11 | Falling Short | Headroom (MW) | 23.4766 | 22.9015 | 22.3739 | 21.9277 | 21.7736 | 21.626 | 21.5106 | 21.3665 | 21.1318 | 20.9096 | 20.689 | 20.4663 | 20.2559 | 19.9609 | 0 | 0 | 0
Ironbridge & Shrewsbury 132kV | HORTONWOOD 132 11kV S STN | Primary Substation | 11 | Leading the Way | Headroom (MW) | 23.4766 | 22.6554 | 21.7759 | 21.0498 | 20.6678 | 20.1491 | 19.5031 | 18.9112 | 18.0047 | 0 | 0 | 0 | 0 | 0 | 0 | 0 | 0
Ironbridge & Shrewsbury 132kV | HORTONWOOD 132 11kV S STN | Primary Substation | 11 | System Transformation | Headroom (MW) | 23.4766 | 22.7919 | 22.0126 | 21.5424 | 21.3794 | 21.1563 | 21.0371 | 20.8541 | 20.3531 | 20.0419 | 19.7142 | 19.4067 | 15.4594 | 6.3968 | 0 | 0 | 0
Bushbury 132kV | I54 Busines Park 33/11kv | Primary Substation | 11 | Best View | Headroom (MW) | 26.1266 | 25.9692 | 26.0507 | 26.1141 | 26.1653 | 0 | 0 | 0 | 0 | 0 | 0 | 0 | 0 | 0 | 0 | 0 | 0
Bushbury 132kV | I54 Busines Park 33/11kv | Primary Substation | 11 | Consumer Transformation | Headroom (MW) | 26.1266 | 25.9525 | 26.0048 | 26.0374 | 26.0107 | 0 | 0 | 0 | 0 | 0 | 0 | 0 | 0 | 0 | 0 | 0 | 0
Bushbury 132kV | I54 Busines Park 33/11kv | Primary Substation | 11 | Falling Short | Headroom (MW) | 26.1266 | 25.9659 | 26.0523 | 26.1335 | 26.1967 | 0 | 0 | 0 | 0 | 0 | 0 | 0 | 0 | 0 | 0 | 0 | 0
Bushbury 132kV | I54 Busines Park 33/11kv | Primary Substation | 11 | Leading the Way | Headroom (MW) | 26.1266 | 25.9198 | 25.9489 | 25.9646 | 25.943 | 0 | 0 | 0 | 0 | 0 | 0 | 0 | 0 | 0 | 0 | 0 | 0
Bushbury 132kV | I54 Busines Park 33/11kv | Primary Substation | 11 | System Transformation | Headroom (MW) | 26.1266 | 25.9712 | 26.055 | 26.126 | 26.1937 | 0 | 0 | 0 | 0 | 0 | 0 | 0 | 0 | 0 | 0 | 0 | 0
Feckenham 66kV | IPSLEY 66 11kV S STN | Primary Substation | 11 | Best View | Headroom (MW) | 59.8234 | 59.2542 | 59.3568 | 59.4329 | 59.239 | 59.0012 | 58.2243 | 57.9926 | 57.6347 | 57.1911 | 56.8499 | 56.6766 | 56.5487 | 56.4566 | 52.8538 | 51.2239 | 50.9396
Feckenham 66kV | IPSLEY 66 11kV S STN | Primary Substation | 11 | Consumer Transformation | Headroom (MW) | 59.8234 | 59.1229 | 59.0175 | 58.7987 | 58.1415 | 57.4702 | 56.2399 | 55.6924 | 54.8098 | 53.565 | 52.6075 | 52.0829 | 51.5182 | 51.0956 | 46.6901 | 44.3744 | 44.346
Feckenham 66kV | IPSLEY 66 11kV S STN | Primary Substation | 11 | Falling Short | Headroom (MW) | 59.8234 | 59.2577 | 59.3735 | 59.4489 | 59.2641 | 59.02 | 58.4612 | 58.269 | 57.9885 | 57.4969 | 57.0297 | 56.5984 | 56.1548 | 55.7605 | 51.608 | 47.2357 | 44.072
Feckenham 66kV | IPSLEY 66 11kV S STN | Primary Substation | 11 | Leading the Way | Headroom (MW) | 59.8234 | 58.919 | 58.6647 | 58.3248 | 57.6324 | 56.8608 | 55.5679 | 54.8054 | 53.8761 | 52.957 | 52.2436 | 51.8481 | 51.6409 | 51.5559 | 48.724 | 47.7649 | 47.5704
Feckenham 66kV | IPSLEY 66 11kV S STN | Primary Substation | 11 | System Transformation | Headroom (MW) | 59.8234 | 59.2207 | 59.2914 | 59.3147 | 59.0762 | 58.7962 | 58.0646 | 57.7799 | 57.325 | 56.7831 | 56.1858 | 55.8063 | 55.5147 | 55.4096 | 50.1995 | 48.6488 | 47.5242
Ironbridge & Shrewsbury 132kV | IRONBRIDGE 132 33kV S STN | Bulk Supply Point | 33 | Best View | Headroom (MW) | 43.8015 | 42.7445 | 42.3911 | 42.0522 | 40.8366 | 39.7626 | 37.842 | 36.2532 | 34.5829 | 32.4587 | 27.2252 | 22.2499 | 18.3476 | 15.1327 | 0 | 0 | 0
Ironbridge & Shrewsbury 132kV | IRONBRIDGE 132 33kV S STN | Bulk Supply Point | 33 | Consumer Transformation | Headroom (MW) | 43.8015 | 42.3438 | 41.4304 | 40.4694 | 38.3646 | 36.6549 | 32.4435 | 24.7018 | 14.8628 | 3.8413 | 0 | 0 | 0 | 0 | 0 | 0 | 0
Ironbridge & Shrewsbury 132kV | IRONBRIDGE 132 33kV S STN | Bulk Supply Point | 33 | Falling Short | Headroom (MW) | 43.8015 | 42.72 | 42.475 | 42.2036 | 41.1672 | 40.3268 | 39.0598 | 38.1778 | 37.1601 | 35.6321 | 34.1578 | 30.6135 | 25.8198 | 20.6533 | 0 | 0 | 0
Ironbridge & Shrewsbury 132kV | IRONBRIDGE 132 33kV S STN | Bulk Supply Point | 33 | Leading the Way | Headroom (MW) | 43.8015 | 41.9421 | 40.7606 | 39.4422 | 37.0858 | 34.3693 | 26.2125 | 16.7932 | 7.2966 | 0 | 0 | 0 | 0 | 0 | 0 | 0 | 0
Ironbridge & Shrewsbury 132kV | IRONBRIDGE 132 33kV S STN | Bulk Supply Point | 33 | System Transformation | Headroom (MW) | 43.8015 | 42.6222 | 42.1155 | 41.7085 | 40.0869 | 38.8061 | 37.2575 | 35.7616 | 30.9958 | 23.966 | 16.5382 | 10.4145 | 6.1593 | 2.5486 | 0 | 0 | 0
Bishops Wood 132kV | KENSWICK 66 11kV S STN | Primary Substation | 11 | Best View | Headroom (MW) | 1.4812 | 1.395 | 1.3317 | 1.316 | 1.2391 | 1.1636 | 1.0667 | 0.98064 | 0.89334 | 0 | 0 | 0 | 0 | 0 | 0 | 0 | 0
Bishops Wood 132kV | KENSWICK 66 11kV S STN | Primary Substation | 11 | Consumer Transformation | Headroom (MW) | 1.4812 | 1.2724 | 1.078 | 0.92237 | 0.74567 | 0.59087 | 0 | 0 | 0 | 0 | 0 | 0 | 0 | 0 | 0 | 0 | 0
Bishops Wood 132kV | KENSWICK 66 11kV S STN | Primary Substation | 11 | Falling Short | Headroom (MW) | 1.4812 | 1.3567 | 1.2841 | 1.2416 | 1.1197 | 1.0145 | 0.90752 | 0.80342 | 0.66582 | 0.47839 | 0.29759 | 0 | 0 | 0 | 0 | 0 | 0
Bishops Wood 132kV | KENSWICK 66 11kV S STN | Primary Substation | 11 | Leading the Way | Headroom (MW) | 1.4812 | 1.2197 | 1.0172 | 0.84044 | 0.70641 | 0 | 0 | 0 | 0 | 0 | 0 | 0 | 0 | 0 | 0 | 0 | 0
Bishops Wood 132kV | KENSWICK 66 11kV S STN | Primary Substation | 11 | System Transformation | Headroom (MW) | 1.4812 | 1.3126 | 1.1744 | 1.0853 | 0.94519 | 0.60414 | 0.46358 | 0.29775 | 0.074333 | 0 | 0 | 0 | 0 | 0 | 0 | 0 | 0
Ironbridge & Shrewsbury 132kV | Ketley 132/33/11kVDUMMY | Primary Substation | 11 | Best View | Headroom (MW) | 34.5016 | 34.335 | 34.3232 | 34.2896 | 34.2578 | 34.1209 | 33.9772 | 31.3568 | 29.0918 | 26.7253 | 24.4704 | 22.4413 | 20.0248 | 17.7848 | 0 | 0 | 0
Ironbridge & Shrewsbury 132kV | Ketley 132/33/11kVDUMMY | Primary Substation | 11 | Consumer Transformation | Headroom (MW) | 34.5016 | 34.2857 | 34.2084 | 34.1037 | 33.9515 | 32.0117 | 28.411 | 24.547 | 20.3459 | 10.2314 | 0 | 0 | 0 | 0 | 0 | 0 | 0
Ironbridge & Shrewsbury 132kV | Ketley 132/33/11kVDUMMY | Primary Substation | 11 | Falling Short | Headroom (MW) | 34.5016 | 34.3334 | 34.3172 | 34.2943 | 34.2517 | 34.2186 | 34.1731 | 34.1244 | 33.3661 | 31.3372 | 29.3168 | 27.212 | 24.9041 | 22.4093 | 0 | 0 | 0
Ironbridge & Shrewsbury 132kV | Ketley 132/33/11kVDUMMY | Primary Substation | 11 | Leading the Way | Headroom (MW) | 34.5016 | 34.2258 | 34.0994 | 33.9559 | 32.6683 | 29.5634 | 25.9984 | 21.4715 | 17.3649 | 0 | 0 | 0 | 0 | 0 | 0 | 0 | 0
Ironbridge & Shrewsbury 132kV | Ketley 132/33/11kVDUMMY | Primary Substation | 11 | System Transformation | Headroom (MW) | 34.5016 | 34.3201 | 34.297 | 34.2629 | 34.2208 | 34.1803 | 34.1282 | 32.88 | 30.2206 | 27.5168 | 24.4316 | 21.7392 | 16.4053 | 6.7882 | 0 | 0 | 0
Ironbridge & Shrewsbury 132kV | KETLEY 132kV S STN | Bulk Supply Point | 11 | Best View | Headroom (MW) | 41.5663 | 39.6544 | 39.7361 | 38.7596 | 37.7448 | 36.0797 | 34.1305 | 31.4654 | 29.1925 | 26.8177 | 24.5551 | 22.519 | 20.0941 | 17.8463 | 0 | 0 | 0
Ironbridge & Shrewsbury 132kV | KETLEY 132kV S STN | Bulk Supply Point | 11 | Consumer Transformation | Headroom (MW) | 41.5663 | 39.1212 | 38.4207 | 36.651 | 34.3145 | 32.1225 | 28.5093 | 24.6319 | 20.4163 | 10.2839 | 0 | 0 | 0 | 0 | 0 | 0 | 0
Ironbridge & Shrewsbury 132kV | KETLEY 132kV S STN | Bulk Supply Point | 11 | Falling Short | Headroom (MW) | 41.5663 | 39.6713 | 39.6951 | 38.9744 | 38.1331 | 37.3382 | 36.322 | 34.8921 | 33.4815 | 31.4456 | 29.4182 | 27.3061 | 24.9903 | 22.4869 | 0 | 0 | 0
Ironbridge & Shrewsbury 132kV | KETLEY 132kV S STN | Bulk Supply Point | 11 | Leading the Way | Headroom (MW) | 41.5663 | 38.5105 | 37.4082 | 35.1442 | 32.7813 | 29.6657 | 26.0883 | 21.5458 | 17.425 | 0 | 0 | 0 | 0 | 0 | 0 | 0 | 0
Ironbridge & Shrewsbury 132kV | KETLEY 132kV S STN | Bulk Supply Point | 11 | System Transformation | Headroom (MW) | 41.5663 | 39.5009 | 39.4232 | 38.5009 | 37.467 | 36.5118 | 35.1912 | 32.9938 | 30.3252 | 27.612 | 24.5162 | 21.8145 | 16.4893 | 6.8229 | 0 | 0 | 0
Bishops Wood 132kV | Kidderminster 132/33/11kV | Primary Substation | 11 | Best View | Headroom (MW) | 54.6898 | 53.9599 | 53.5269 | 53.301 | 52.9592 | 52.513 | 52.0453 | 51.5102 | 51.03 | 50.2279 | 49.7498 | 49.3877 | 49.0187 | 48.7353 | 44.0743 | 41.5422 | 40.3304
Bishops Wood 132kV | Kidderminster 132/33/11kV | Primary Substation | 11 | Consumer Transformation | Headroom (MW) | 54.6898 | 53.8023 | 53.0997 | 52.5129 | 51.4691 | 50.5289 | 49.184 | 47.9868 | 46.6085 | 44.3755 | 42.7644 | 41.6612 | 40.6513 | 39.8534 | 32.222 | 28.6186 | 27.8181
Bishops Wood 132kV | Kidderminster 132/33/11kV | Primary Substation | 11 | Falling Short | Headroom (MW) | 54.6898 | 54.0421 | 53.7607 | 53.5993 | 53.242 | 52.9695 | 52.653 | 52.2844 | 51.8815 | 51.0706 | 50.3814 | 49.6744 | 48.8172 | 48.0335 | 42.2807 | 37.5497 | 33.4327
Bishops Wood 132kV | Kidderminster 132/33/11kV | Primary Substation | 11 | Leading the Way | Headroom (MW) | 54.6898 | 53.5114 | 52.5797 | 51.7695 | 50.7179 | 49.5275 | 48.1082 | 46.6927 | 45.3078 | 43.5794 | 42.334 | 41.4104 | 40.6715 | 40.1161 | 34.6551 | 32.6825 | 31.5984
Bishops Wood 132kV | Kidderminster 132/33/11kV | Primary Substation | 11 | System Transformation | Headroom (MW) | 54.6898 | 53.9768 | 53.5372 | 53.2956 | 52.9278 | 52.6216 | 52.1465 | 51.4427 | 50.706 | 49.5185 | 48.5353 | 47.6629 | 47.0349 | 46.4888 | 40.1851 | 37.734 | 35.4684
Bishops Wood 132kV | KIDDERMINSTER 132kV S STN | Bulk Supply Point | 11 | Best View | Headroom (MW) | 18.5328 | 18.0767 | 18.041 | 17.9547 | 17.7442 | 17.5544 | 17.3855 | 17.2363 | 17.0938 | 16.9415 | 16.813 | 16.7436 | 16.7528 | 16.8453 | 14.6411 | 13.4678 | 12.2804
Bishops Wood 132kV | KIDDERMINSTER 132kV S STN | Bulk Supply Point | 11 | Consumer Transformation | Headroom (MW) | 18.5328 | 17.9197 | 17.6645 | 17.2856 | 16.6914 | 16.1134 | 15.4728 | 14.9832 | 14.2969 | 13.5049 | 12.9435 | 12.6907 | 12.4436 | 11.7537 | 7.05 | 4.885 | 3.0514
Bishops Wood 132kV | KIDDERMINSTER 132kV S STN | Bulk Supply Point | 11 | Falling Short | Headroom (MW) | 18.5328 | 18.0732 | 18.0836 | 18.0333 | 17.8542 | 17.7225 | 17.5781 | 17.4189 | 17.2175 | 16.847 | 16.4839 | 16.1005 | 15.7352 | 15.4397 | 11.543 | 8.677 | 5.5386
Bishops Wood 132kV | KIDDERMINSTER 132kV S STN | Bulk Supply Point | 11 | Leading the Way | Headroom (MW) | 18.5328 | 17.759 | 17.3846 | 16.8901 | 16.2975 | 15.6833 | 15.0849 | 14.4738 | 13.6452 | 13.1508 | 12.7776 | 12.5945 | 12.6128 | 12.7374 | 10.3394 | 7.6192 | 5.0536
Bishops Wood 132kV | KIDDERMINSTER 132kV S STN | Bulk Supply Point | 11 | System Transformation | Headroom (MW) | 18.5328 | 18.0339 | 17.9589 | 17.8292 | 17.6092 | 17.4052 | 16.7783 | 16.5194 | 16.1337 | 15.8203 | 14.8356 | 14.1225 | 13.9375 | 13.9824 | 9.6428 | 7.1962 | 4.7091
Cellarhead 132kV | KINGSLEY HOLT 33 11kV S STN | Primary Substation | 11 | Best View | Headroom (MW) | 10.9053 | 10.7964 | 10.6645 | 10.6178 | 10.5125 | 10.325 | 10.212 | 10.1118 | 10.0069 | 9.8364 | 9.6761 | 9.5457 | 9.4433 | 9.3627 | 8.6604 | 8.463 | 8.4413
Cellarhead 132kV | KINGSLEY HOLT 33 11kV S STN | Primary Substation | 11 | Consumer Transformation | Headroom (MW) | 10.9053 | 10.7735 | 10.5997 | 10.4937 | 10.3249 | 10.074 | 9.8741 | 9.7157 | 9.5211 | 9.2592 | 9.0582 | 8.9288 | 8.8123 | 8.7371 | 7.3334 | 6.918 | 6.3318
Cellarhead 132kV | KINGSLEY HOLT 33 11kV S STN | Primary Substation | 11 | Falling Short | Headroom (MW) | 10.9053 | 10.8064 | 10.7219 | 10.6935 | 10.6284 | 10.489 | 10.4207 | 10.3532 | 10.2805 | 10.1561 | 10.0375 | 9.9179 | 9.8175 | 9.7275 | 8.6131 | 7.496 | 6.4695
Cellarhead 132kV | KINGSLEY HOLT 33 11kV S STN | Primary Substation | 11 | Leading the Way | Headroom (MW) | 10.9053 | 10.7309 | 10.5402 | 10.3991 | 10.2174 | 9.9142 | 9.7158 | 9.5139 | 9.2878 | 9.1012 | 8.9482 | 8.8621 | 8.8481 | 8.8615 | 8.2805 | 7.5637 | 6.8719
Cellarhead 132kV | KINGSLEY HOLT 33 11kV S STN | Primary Substation | 11 | System Transformation | Headroom (MW) | 10.9053 | 10.7967 | 10.6681 | 10.6225 | 10.5519 | 10.3958 | 10.3002 | 10.207 | 10.1001 | 9.9859 | 9.8588 | 9.7579 | 9.6943 | 9.2778 | 7.9398 | 7.1092 | 6.28
Bustleholm 132kV | Kingstanding 132/11kVDummy | Primary Substation | 11 | Best View | Headroom (MW) | 50.7137 | 49.9568 | 50.2831 | 50.3171 | 49.7502 | 48.6389 | 47.3972 | 46.0722 | 44.7244 | 43.2733 | 41.9619 | 40.9499 | 39.8769 | 39.1162 | 22.6536 | 8.798 | 0
Bustleholm 132kV | Kingstanding 132/11kVDummy | Primary Substation | 11 | Consumer Transformation | Headroom (MW) | 50.7137 | 49.3955 | 48.8619 | 47.9769 | 45.9986 | 43.9635 | 41.0497 | 38.6819 | 35.8654 | 32.1754 | 28.5434 | 26.0103 | 23.6199 | 22.2602 | 0 | 0 | 0
Bustleholm 132kV | Kingstanding 132/11kVDummy | Primary Substation | 11 | Falling Short | Headroom (MW) | 50.7137 | 49.9033 | 50.1773 | 50.4062 | 50.1433 | 49.8501 | 49.4321 | 48.9134 | 48.2614 | 47.0903 | 45.8734 | 44.6309 | 43.5053 | 42.1865 | 26.9035 | 7.2105 | 0
Bustleholm 132kV | Kingstanding 132/11kVDummy | Primary Substation | 11 | Leading the Way | Headroom (MW) | 50.7137 | 48.7513 | 47.7397 | 46.4248 | 44.57 | 42.0818 | 39.3865 | 36.523 | 33.7653 | 31.0358 | 27.7022 | 25.5648 | 24.1425 | 23.5809 | 3.7966 | 0 | 0
Bustleholm 132kV | Kingstanding 132/11kVDummy | Primary Substation | 11 | System Transformation | Headroom (MW) | 50.7137 | 49.9366 | 50.2161 | 50.3765 | 50.2661 | 49.9541 | 49.4667 | 48.7888 | 47.4735 | 46.0782 | 44.6028 | 43.3657 | 42.6141 | 42.7103 | 24.9231 | 14.6623 | 4.7794
Bishops Wood 132kV | KINGTON 66 11kV S STN | Primary Substation | 11 | Best View | Headroom (MW) | 6.9489 | 6.7365 | 6.8217 | 6.9157 | 6.8496 | 6.7708 | 6.6774 | 6.5891 | 6.1467 | 0 | 0 | 0 | 0 | 0 | 0 | 0 | 0
Bishops Wood 132kV | KINGTON 66 11kV S STN | Primary Substation | 11 | Consumer Transformation | Headroom (MW) | 6.9489 | 6.5288 | 6.4099 | 6.2582 | 5.974 | 5.7043 | 0 | 0 | 0 | 0 | 0 | 0 | 0 | 0 | 0 | 0 | 0
Bishops Wood 132kV | KINGTON 66 11kV S STN | Primary Substation | 11 | Falling Short | Headroom (MW) | 6.9489 | 6.6911 | 6.7268 | 6.7739 | 6.6276 | 6.5138 | 6.3855 | 6.2754 | 6.1359 | 5.9197 | 5.3448 | 0 | 0 | 0 | 0 | 0 | 0
Bishops Wood 132kV | KINGTON 66 11kV S STN | Primary Substation | 11 | Leading the Way | Headroom (MW) | 6.9489 | 6.4261 | 6.2301 | 5.993 | 5.7465 | 0 | 0 | 0 | 0 | 0 | 0 | 0 | 0 | 0 | 0 | 0 | 0
Bishops Wood 132kV | KINGTON 66 11kV S STN | Primary Substation | 11 | System Transformation | Headroom (MW) | 6.9489 | 6.6378 | 6.6331 | 6.6204 | 6.462 | 6.31 | 6.1493 | 5.9754 | 1.6672 | 0 | 0 | 0 | 0 | 0 | 0 | 0 | 0
Bishops Wood 132kV | KINVER 33 11kV S STN | Primary Substation | 11 | Best View | Headroom (MW) | 7.435 | 7.3404 | 7.3467 | 7.2793 | 7.1624 | 7.0648 | 6.9834 | 6.9168 | 6.8434 | 6.7482 | 6.658 | 6.5796 | 6.5271 | 6.4906 | 5.8217 | 5.4847 | 5.1266
Bishops Wood 132kV | KINVER 33 11kV S STN | Primary Substation | 11 | Consumer Transformation | Headroom (MW) | 7.435 | 7.3136 | 7.2691 | 7.1674 | 6.9921 | 6.8379 | 6.6719 | 6.5531 | 6.3852 | 6.2103 | 6.0797 | 6.007 | 5.943 | 5.9175 | 4.7266 | 4.0515 | 3.6191
Bishops Wood 132kV | KINVER 33 11kV S STN | Primary Substation | 11 | Falling Short | Headroom (MW) | 7.435 | 7.3426 | 7.3603 | 7.3333 | 7.2764 | 7.2352 | 7.1915 | 7.1458 | 7.0903 | 7.0148 | 6.9353 | 6.8525 | 6.769 | 6.7041 | 6.012 | 5.6245 | 4.9483
Bishops Wood 132kV | KINVER 33 11kV S STN | Primary Substation | 11 | Leading the Way | Headroom (MW) | 7.435 | 7.2776 | 7.2137 | 7.074 | 6.8957 | 6.7223 | 6.5732 | 6.4248 | 6.2028 | 6.0907 | 5.9977 | 5.9588 | 5.9721 | 6.0144 | 5.4976 | 4.8981 | 3.9627
Bishops Wood 132kV | KINVER 33 11kV S STN | Primary Substation | 11 | System Transformation | Headroom (MW) | 7.435 | 7.3398 | 7.34 | 7.2991 | 7.2261 | 7.1702 | 6.9865 | 6.9342 | 6.84 | 6.7768 | 6.7047 | 6.2886 | 6.2574 | 6.2805 | 5.659 | 4.7568 | 4.1234
Lea Marston 132kV | Kitts Green 132/11kVDUMMY | Primary Substation | 11 | Best View | Headroom (MW) | 53.6005 | 53.304 | 53.4552 | 53.3417 | 52.8269 | 52.0866 | 51.1358 | 50.1256 | 49.2556 | 48.6081 | 47.8259 | 47.4731 | 47.1482 | 46.6162 | 41.5282 | 38.317 | 35.5535
Lea Marston 132kV | Kitts Green 132/11kVDUMMY | Primary Substation | 11 | Consumer Transformation | Headroom (MW) | 53.6005 | 53.0972 | 52.985 | 52.6185 | 51.7243 | 50.9046 | 49.4985 | 48.3822 | 47.0074 | 45.3971 | 44.1462 | 43.3405 | 42.5625 | 41.9846 | 34.3479 | 31.6264 | 31.0405
Lea Marston 132kV | Kitts Green 132/11kVDUMMY | Primary Substation | 11 | Falling Short | Headroom (MW) | 53.6005 | 53.2897 | 53.4616 | 53.4844 | 53.2799 | 53.0833 | 52.7714 | 52.5447 | 52.3377 | 51.9214 | 51.5078 | 51.0845 | 50.1443 | 49.4997 | 44.1448 | 38.9563 | 34.3669
Lea Marston 132kV | Kitts Green 132/11kVDUMMY | Primary Substation | 11 | Leading the Way | Headroom (MW) | 53.6005 | 52.8032 | 52.4654 | 51.8657 | 50.8331 | 49.4349 | 47.9781 | 46.4343 | 45.064 | 43.8205 | 42.5646 | 41.8622 | 41.1394 | 40.2747 | 34.8351 | 33.5661 | 32.4829
Lea Marston 132kV | Kitts Green 132/11kVDUMMY | Primary Substation | 11 | System Transformation | Headroom (MW) | 53.6005 | 53.301 | 53.4674 | 53.4495 | 53.0389 | 52.7059 | 52.3518 | 51.7249 | 51.1701 | 50.4924 | 49.7826 | 48.8994 | 48.4338 | 48.0986 | 41.5596 | 39.4471 | 37.3226
Bishops Wood 132kV | KNIGHTON 66 11kV S STN | Primary Substation | 11 | Best View | Headroom (MW) | 9.0886 | 8.8596 | 8.873 | 8.8923 | 8.7967 | 8.7616 | 8.6799 | 8.6037 | 6.1125 | 0 | 0 | 0 | 0 | 0 | 0 | 0 | 0
Bishops Wood 132kV | KNIGHTON 66 11kV S STN | Primary Substation | 11 | Consumer Transformation | Headroom (MW) | 9.0886 | 8.7634 | 8.6322 | 8.4896 | 8.2623 | 8.1326 | 0 | 0 | 0 | 0 | 0 | 0 | 0 | 0 | 0 | 0 | 0
Bishops Wood 132kV | KNIGHTON 66 11kV S STN | Primary Substation | 11 | Falling Short | Headroom (MW) | 9.0886 | 8.8834 | 8.9284 | 8.971 | 8.8562 | 8.8154 | 8.7537 | 8.672 | 8.5916 | 8.4643 | 5.315 | 0 | 0 | 0 | 0 | 0 | 0
Bishops Wood 132kV | KNIGHTON 66 11kV S STN | Primary Substation | 11 | Leading the Way | Headroom (MW) | 9.0886 | 8.6432 | 8.464 | 8.2558 | 8.0841 | 0 | 0 | 0 | 0 | 0 | 0 | 0 | 0 | 0 | 0 | 0 | 0
Bishops Wood 132kV | KNIGHTON 66 11kV S STN | Primary Substation | 11 | System Transformation | Headroom (MW) | 9.0886 | 8.8389 | 8.8284 | 8.8359 | 8.7364 | 8.6899 | 8.6323 | 8.5806 | 1.6579 | 0 | 0 | 0 | 0 | 0 | 0 | 0 | 0
Cellarhead 132kV | KNYPERSLEY 33 11kV S STN | Primary Substation | 11 | Best View | Headroom (MW) | 18.9376 | 18.5842 | 18.2974 | 18.0752 | 17.6724 | 17.2951 | 16.6061 | 15.8954 | 15.156 | 14.2736 | 13.3682 | 12.5444 | 11.9471 | 11.4327 | 7.9408 | 6.7294 | 6.568
Cellarhead 132kV | KNYPERSLEY 33 11kV S STN | Primary Substation | 11 | Consumer Transformation | Headroom (MW) | 18.9376 | 18.5342 | 18.1563 | 17.7974 | 17.2559 | 16.7418 | 15.8594 | 15.0288 | 14.095 | 12.9989 | 11.99 | 11.1623 | 10.528 | 9.6381 | 0 | 0 | 0
Cellarhead 132kV | KNYPERSLEY 33 11kV S STN | Primary Substation | 11 | Falling Short | Headroom (MW) | 18.9376 | 18.6591 | 18.4585 | 18.2679 | 17.9858 | 17.699 | 17.3808 | 17.0727 | 16.7322 | 16.2594 | 15.7674 | 15.2501 | 14.5793 | 13.9389 | 10.3107 | 5.8622 | 0
Cellarhead 132kV | KNYPERSLEY 33 11kV S STN | Primary Substation | 11 | Leading the Way | Headroom (MW) | 18.9376 | 18.4412 | 18.0177 | 17.5748 | 17.0072 | 16.1568 | 15.2605 | 14.3357 | 13.3897 | 12.5053 | 11.6968 | 10.9931 | 10.3473 | 9.7891 | 2.6659 | 0 | 0
Cellarhead 132kV | KNYPERSLEY 33 11kV S STN | Primary Substation | 11 | System Transformation | Headroom (MW) | 18.9376 | 18.5982 | 18.3183 | 18.0924 | 17.7519 | 17.4397 | 16.9031 | 16.4934 | 15.7813 | 15.0489 | 13.8804 | 13.1178 | 12.6248 | 12.2533 | 8.2306 | 4.9663 | 1.5929
Bustleholm 132kV | Ladywood 132/11kVDUMMY | Primary Substation | 11 | Best View | Headroom (MW) | 71.6117 | 67.7586 | 65.4593 | 61.1067 | 54.7533 | 47.8373 | 40.9121 | 33.9649 | 27.9274 | 22.1161 | 16.0683 | 13.2308 | 9.8969 | 6.6593 | 0 | 0 | 0
Bustleholm 132kV | Ladywood 132/11kVDUMMY | Primary Substation | 11 | Consumer Transformation | Headroom (MW) | 71.6117 | 67.1205 | 63.5933 | 58.3708 | 50.4786 | 44.4442 | 35.9944 | 27.93 | 19.1165 | 9.6129 | 0.042321 | 0 | 0 | 0 | 0 | 0 | 0
Bustleholm 132kV | Ladywood 132/11kVDUMMY | Primary Substation | 11 | Falling Short | Headroom (MW) | 71.6117 | 68.3385 | 66.6947 | 63.2374 | 58.7332 | 54.4173 | 49.9521 | 45.9028 | 41.6363 | 36.9292 | 31.6796 | 27.4613 | 22.5016 | 17.8016 | 0 | 0 | 0
Bustleholm 132kV | Ladywood 132/11kVDUMMY | Primary Substation | 11 | Leading the Way | Headroom (MW) | 71.6117 | 65.9779 | 61.6904 | 55.1645 | 47.323 | 38.8709 | 30.3198 | 21.5699 | 13.7506 | 6.0763 | 0 | 0 | 0 | 0 | 0 | 0 | 0
Bustleholm 132kV | Ladywood 132/11kVDUMMY | Primary Substation | 11 | System Transformation | Headroom (MW) | 71.6117 | 67.8021 | 65.2567 | 61.2082 | 55.3448 | 51.3521 | 46.2382 | 40.7392 | 34.7373 | 28.3438 | 20.531 | 16.6861 | 12.8302 | 9.5577 | 0 | 0 | 0
Ironbridge & Shrewsbury 132kV | LEATON 33 11kV S STN | Primary Substation | 11 | Best View | Headroom (MW) | 4.9311 | 4.8022 | 4.7642 | 4.7141 | 4.6347 | 4.548 | 4.4557 | 4.123 | 3.7727 | 3.4402 | 3.3499 | 3.2678 | 3.2093 | 3.1532 | 0 | 0 | 0
Ironbridge & Shrewsbury 132kV | LEATON 33 11kV S STN | Primary Substation | 11 | Consumer Transformation | Headroom (MW) | 4.9311 | 4.7419 | 4.6277 | 4.4881 | 4.3296 | 4.1815 | 3.999 | 3.58 | 3.0532 | 2.5514 | 0 | 0 | 0 | 0 | 0 | 0 | 0
Ironbridge & Shrewsbury 132kV | LEATON 33 11kV S STN | Primary Substation | 11 | Falling Short | Headroom (MW) | 4.9311 | 4.7888 | 4.7508 | 4.6979 | 4.6045 | 4.5155 | 4.4273 | 4.1925 | 3.9193 | 3.5896 | 3.3776 | 3.1548 | 2.9546 | 2.7542 | 0 | 0 | 0
Ironbridge & Shrewsbury 132kV | LEATON 33 11kV S STN | Primary Substation | 11 | Leading the Way | Headroom (MW) | 4.9311 | 4.706 | 4.5811 | 4.4199 | 4.2576 | 4.0941 | 3.6268 | 3.179 | 2.5969 | 0 | 0 | 0 | 0 | 0 | 0 | 0 | 0
Ironbridge & Shrewsbury 132kV | LEATON 33 11kV S STN | Primary Substation | 11 | System Transformation | Headroom (MW) | 4.9311 | 4.7525 | 4.6782 | 4.5817 | 4.4628 | 4.0442 | 3.9263 | 3.5463 | 2.4802 | 2.0325 | 1.8538 | 1.6868 | 1.5403 | 1.457 | 0 | 0 | 0
Bishops Wood 132kV | LEDBURY 66/11kV | Primary Substation | 11 | Best View | Headroom (MW) | 15.6437 | 15.1873 | 14.8757 | 14.5979 | 14.2302 | 14.0442 | 13.7203 | 13.3976 | 13.0734 | 12.7382 | 12.4191 | 12.1201 | 11.8401 | 11.5763 | 3.9455 | 0 | 0
Bishops Wood 132kV | LEDBURY 66/11kV | Primary Substation | 11 | Consumer Transformation | Headroom (MW) | 15.6437 | 15.1034 | 14.6617 | 14.2149 | 13.6403 | 13.2599 | 12.6811 | 12.1724 | 11.5722 | 9.9518 | 6.6859 | 3.9468 | 1.1228 | 0 | 0 | 0 | 0
Bishops Wood 132kV | LEDBURY 66/11kV | Primary Substation | 11 | Falling Short | Headroom (MW) | 15.6437 | 15.2144 | 14.9549 | 14.669 | 14.3371 | 14.104 | 13.9451 | 13.7814 | 13.6108 | 13.3883 | 13.1787 | 12.9635 | 12.7537 | 12.369 | 4.1468 | 0 | 0
Bishops Wood 132kV | LEDBURY 66/11kV | Primary Substation | 11 | Leading the Way | Headroom (MW) | 15.6437 | 14.999 | 14.4949 | 13.9611 | 13.3779 | 12.7255 | 12.1682 | 11.5838 | 10.9946 | 10.4918 | 9.8174 | 7.7937 | 5.418 | 3.3313 | 0 | 0 | 0
Bishops Wood 132kV | LEDBURY 66/11kV | Primary Substation | 11 | System Transformation | Headroom (MW) | 15.6437 | 15.1433 | 14.7805 | 14.4452 | 14.0167 | 13.7827 | 13.6137 | 13.2958 | 12.8817 | 12.4725 | 12.0594 | 11.6676 | 11.3019 | 10.6609 | 0 | 0 | 0
Ironbridge & Shrewsbury 132kV | LEEBOTWOOD 33 11kV S STN | Primary Substation | 11 | Best View | Headroom (MW) | 11.3786 | 11.3015 | 11.2889 | 11.2853 | 11.2635 | 11.2427 | 11.2127 | 11.1776 | 11.1444 | 11.1132 | 11.0811 | 9.7725 | 0 | 0 | 0 | 0 | 0
Ironbridge & Shrewsbury 132kV | LEEBOTWOOD 33 11kV S STN | Primary Substation | 11 | Consumer Transformation | Headroom (MW) | 11.3786 | 11.2471 | 11.1744 | 11.0914 | 10.9924 | 10.896 | 10.7723 | 10.6717 | 0 | 0 | 0 | 0 | 0 | 0 | 0 | 0 | 0
Ironbridge & Shrewsbury 132kV | LEEBOTWOOD 33 11kV S STN | Primary Substation | 11 | Falling Short | Headroom (MW) | 11.3786 | 11.2941 | 11.2752 | 11.2601 | 11.2164 | 11.1849 | 11.1415 | 11.0939 | 11.0423 | 10.9647 | 10.8907 | 10.8107 | 10.7302 | 10.6645 | 0 | 0 | 0
Ironbridge & Shrewsbury 132kV | LEEBOTWOOD 33 11kV S STN | Primary Substation | 11 | Leading the Way | Headroom (MW) | 11.3786 | 11.2166 | 11.116 | 11.0096 | 10.9143 | 10.8147 | 10.6922 | 0 | 0 | 0 | 0 | 0 | 0 | 0 | 0 | 0 | 0
Ironbridge & Shrewsbury 132kV | LEEBOTWOOD 33 11kV S STN | Primary Substation | 11 | System Transformation | Headroom (MW) | 11.3786 | 11.279 | 11.2442 | 11.2119 | 11.1714 | 11.124 | 11.068 | 11.0025 | 10.9325 | 10.8588 | 0 | 0 | 0 | 0 | 0 | 0 | 0
Cellarhead 132kV | LEEK 33 11kV S STN | Primary Substation | 11 | Best View | Headroom (MW) | 11.2011 | 10.9964 | 10.9306 | 10.8728 | 10.6847 | 10.447 | 10.0261 | 9.6111 | 9.1649 | 8.6018 | 8.0637 | 7.6099 | 7.2055 | 6.8522 | 4.2817 | 3.3557 | 3.6399
Cellarhead 132kV | LEEK 33 11kV S STN | Primary Substation | 11 | Consumer Transformation | Headroom (MW) | 11.2011 | 10.9544 | 10.8134 | 10.6452 | 10.3509 | 10.0051 | 9.4273 | 8.8321 | 8.232 | 7.4933 | 6.8732 | 6.4287 | 5.997 | 5.6347 | 0 | 0 | 0
Cellarhead 132kV | LEEK 33 11kV S STN | Primary Substation | 11 | Falling Short | Headroom (MW) | 11.2011 | 11.0303 | 11.0166 | 11.0061 | 10.8916 | 10.7433 | 10.6043 | 10.4585 | 10.2894 | 10.0488 | 9.8122 | 9.5736 | 9.3519 | 8.9863 | 6.5204 | 4.404 | 2.7372
Cellarhead 132kV | LEEK 33 11kV S STN | Primary Substation | 11 | Leading the Way | Headroom (MW) | 11.2011 | 10.8665 | 10.6588 | 10.4395 | 10.1282 | 9.3991 | 8.7234 | 8.0091 | 7.3788 | 6.7842 | 6.2513 | 5.5491 | 5.0854 | 4.7059 | 2.0049 | 1.1375 | 0
Cellarhead 132kV | LEEK 33 11kV S STN | Primary Substation | 11 | System Transformation | Headroom (MW) | 11.2011 | 11.0203 | 10.9816 | 10.9464 | 10.716 | 10.5562 | 10.2568 | 10.0696 | 9.6769 | 9.2645 | 8.8327 | 8.4345 | 8.1001 | 7.6031 | 4.8714 | 3.9403 | 3.1935
Bishops Wood 132kV | LEOMINSTER 66 11kV S STN | Primary Substation | 11 | Best View | Headroom (MW) | 28.893 | 28.6268 | 28.57 | 28.5311 | 28.2496 | 28.0745 | 25.6648 | 16.3171 | 7.186 | 0 | 0 | 0 | 0 | 0 | 0 | 0 | 0
Bishops Wood 132kV | LEOMINSTER 66 11kV S STN | Primary Substation | 11 | Consumer Transformation | Headroom (MW) | 28.893 | 28.5082 | 28.3077 | 27.2098 | 20.2889 | 10.9278 | 0 | 0 | 0 | 0 | 0 | 0 | 0 | 0 | 0 | 0 | 0
Bishops Wood 132kV | LEOMINSTER 66 11kV S STN | Primary Substation | 11 | Falling Short | Headroom (MW) | 28.893 | 28.6315 | 28.5982 | 28.5479 | 28.2788 | 28.0806 | 27.6057 | 24.9921 | 19.8539 | 12.8041 | 6.2484 | 0 | 0 | 0 | 0 | 0 | 0
Bishops Wood 132kV | LEOMINSTER 66 11kV S STN | Primary Substation | 11 | Leading the Way | Headroom (MW) | 28.893 | 28.4248 | 27.7086 | 23.7401 | 14.2997 | 0 | 0 | 0 | 0 | 0 | 0 | 0 | 0 | 0 | 0 | 0 | 0
Bishops Wood 132kV | LEOMINSTER 66 11kV S STN | Primary Substation | 11 | System Transformation | Headroom (MW) | 28.893 | 28.5952 | 28.5183 | 28.4474 | 27.9734 | 26.6903 | 21.4643 | 13.1956 | 1.9491 | 0 | 0 | 0 | 0 | 0 | 0 | 0 | 0
Rugeley 132kV | Lichfield 132/11kVDUMMY | Primary Substation | 11 | Best View | Headroom (MW) | 51.275 | 48.9983 | 46.1437 | 42.3485 | 39.0611 | 37.8709 | 36.3438 | 34.4453 | 32.2569 | 29.4476 | 26.6825 | 24.7186 | 21.7997 | 20.08 | 5.3676 | 0 | 0
Rugeley 132kV | Lichfield 132/11kVDUMMY | Primary Substation | 11 | Consumer Transformation | Headroom (MW) | 51.275 | 48.509 | 44.9587 | 40.369 | 35.9426 | 33.6707 | 30.5148 | 28.0184 | 24.4864 | 19.0892 | 14.9673 | 12.2507 | 8.97 | 5.793 | 0 | 0 | 0
Rugeley 132kV | Lichfield 132/11kVDUMMY | Primary Substation | 11 | Falling Short | Headroom (MW) | 51.275 | 49.1976 | 48.3895 | 46.9678 | 45.9083 | 45.0722 | 43.944 | 42.4249 | 41.042 | 39.1543 | 37.2664 | 35.5164 | 33.1856 | 31.3151 | 16.7597 | 4.6255 | 0
Rugeley 132kV | Lichfield 132/11kVDUMMY | Primary Substation | 11 | Leading the Way | Headroom (MW) | 51.275 | 47.9556 | 44.097 | 39.021 | 34.6224 | 31.8838 | 29.6067 | 26.3174 | 23.1957 | 20.272 | 16.8668 | 14.3326 | 12.0247 | 10.6536 | 0 | 0 | 0
Rugeley 132kV | Lichfield 132/11kVDUMMY | Primary Substation | 11 | System Transformation | Headroom (MW) | 51.275 | 48.9051 | 47.7062 | 43.9078 | 40.0952 | 38.5652 | 37.4972 | 35.6354 | 33.6003 | 31.2691 | 28.082 | 25.4808 | 23.553 | 20.9221 | 4.4462 | 0 | 0
Feckenham 66kV | LONG MARSTON 66 11kV S STN | Primary Substation | 11 | Best View | Headroom (MW) | 10.3791 | 10.1974 | 10.1699 | 10.136 | 9.9215 | 9.6674 | 9.4011 | 9.1263 | 8.8046 | 8.4404 | 8.0319 | 7.6596 | 7.3716 | 7.1402 | 0 | 0 | 0
Feckenham 66kV | LONG MARSTON 66 11kV S STN | Primary Substation | 11 | Consumer Transformation | Headroom (MW) | 10.3791 | 10.1016 | 9.977 | 9.852 | 9.5466 | 9.1231 | 8.6268 | 8.0953 | 7.477 | 6.758 | 6.0057 | 5.2739 | 3.4813 | 0 | 0 | 0 | 0
Feckenham 66kV | LONG MARSTON 66 11kV S STN | Primary Substation | 11 | Falling Short | Headroom (MW) | 10.3791 | 10.1725 | 10.1304 | 10.0975 | 9.889 | 9.6424 | 9.3788 | 9.097 | 8.8268 | 8.5007 | 8.1692 | 7.8157 | 7.4489 | 7.0636 | 3.6871 | 0 | 0
Feckenham 66kV | LONG MARSTON 66 11kV S STN | Primary Substation | 11 | Leading the Way | Headroom (MW) | 10.3791 | 10.0353 | 9.8756 | 9.7147 | 9.3858 | 8.9046 | 8.377 | 7.8027 | 7.1294 | 6.4964 | 5.8509 | 5.3609 | 3.6711 | 1.6328 | 0 | 0 | 0
Feckenham 66kV | LONG MARSTON 66 11kV S STN | Primary Substation | 11 | System Transformation | Headroom (MW) | 10.3791 | 10.1316 | 10.0694 | 9.9984 | 9.7858 | 9.4765 | 9.1531 | 8.7906 | 8.3972 | 7.92 | 7.3526 | 6.8075 | 6.2927 | 5.8668 | 0 | 0 | 0
Kitwell 132kV | Longbridge 132/11kVDUMMY | Primary Substation | 11 | Best View | Headroom (MW) | 15.8273 | 15.1644 | 15.3648 | 15.1647 | 14.617 | 13.9626 | 13.2161 | 12.4565 | 11.8804 | 11.4429 | 11.0584 | 10.8919 | 10.9953 | 11.2344 | 5.1844 | 0 | 0
Kitwell 132kV | Longbridge 132/11kVDUMMY | Primary Substation | 11 | Consumer Transformation | Headroom (MW) | 15.8273 | 14.6691 | 14.1953 | 13.3039 | 11.5922 | 9.9369 | 7.9158 | 6.2679 | 4.5162 | 2.1125 | 0.41555 | 0 | 0 | 0 | 0 | 0 | 0
Kitwell 132kV | Longbridge 132/11kVDUMMY | Primary Substation | 11 | Falling Short | Headroom (MW) | 15.8273 | 15.072 | 15.1871 | 15.1133 | 14.6441 | 14.1745 | 13.629 | 13.051 | 12.5197 | 11.6564 | 10.7969 | 9.9097 | 9.0814 | 8.4095 | 0 | 0 | 0
Kitwell 132kV | Longbridge 132/11kVDUMMY | Primary Substation | 11 | Leading the Way | Headroom (MW) | 15.8273 | 14.1227 | 13.2092 | 11.8926 | 10.2512 | 8.4599 | 6.508 | 4.4562 | 2.7178 | 1.0229 | 0 | 0 | 0 | 0 | 0 | 0 | 0
Kitwell 132kV | Longbridge 132/11kVDUMMY | Primary Substation | 11 | System Transformation | Headroom (MW) | 15.8273 | 15.0687 | 15.1531 | 14.9743 | 14.5565 | 13.8542 | 13.2522 | 12.5209 | 11.8603 | 10.5915 | 9.7896 | 9.1709 | 8.8863 | 9.1878 | 0.073957 | 0 | 0
Cellarhead 132kV | Longton 132/33/11kV | Primary Substation | 11 | Best View | Headroom (MW) | 56.4169 | 56.059 | 56.0676 | 56.0087 | 55.6995 | 55.2117 | 54.755 | 54.2515 | 53.7793 | 53.264 | 52.8136 | 52.4727 | 52.0587 | 51.7184 | 47.9177 | 45.6865 | 44.6813
Cellarhead 132kV | Longton 132/33/11kV | Primary Substation | 11 | Consumer Transformation | Headroom (MW) | 56.4169 | 55.9 | 54.9272 | 53.6138 | 51.7597 | 50.6334 | 49.4041 | 48.3537 | 46.9388 | 45.1146 | 43.6659 | 42.4567 | 41.2513 | 40.2474 | 0 | 0 | 0
Cellarhead 132kV | Longton 132/33/11kV | Primary Substation | 11 | Falling Short | Headroom (MW) | 56.4169 | 56.0745 | 56.1186 | 56.1028 | 55.8284 | 55.5695 | 55.3196 | 55.0238 | 54.6872 | 54.1615 | 53.46 | 52.7544 | 52.0694 | 51.4387 | 46.2233 | 41.1211 | 36.7609
Cellarhead 132kV | Longton 132/33/11kV | Primary Substation | 11 | Leading the Way | Headroom (MW) | 56.4169 | 55.6706 | 55.2453 | 54.6578 | 53.6597 | 52.4599 | 51.1144 | 49.8266 | 48.551 | 47.2761 | 45.9779 | 45.2469 | 44.6058 | 44.1285 | 39.1505 | 19.8846 | 0
Cellarhead 132kV | Longton 132/33/11kV | Primary Substation | 11 | System Transformation | Headroom (MW) | 56.4169 | 56.0453 | 56.0373 | 55.9571 | 55.6532 | 55.1 | 54.7611 | 54.1677 | 53.5261 | 52.5707 | 51.8637 | 51.221 | 50.7372 | 50.3339 | 44.0799 | 41.33 | 39.1692
Cellarhead 132kV | LONGTON 33kV S STN | Bulk Supply Point | 11 | Best View | Headroom (MW) | 58.9202 | 58.9202 | 58.9202 | 58.9202 | 58.9202 | 58.9202 | 58.9202 | 58.9202 | 58.9202 | 58.9202 | 58.9202 | 58.9202 | 58.9202 | 58.9202 | 58.9202 | 58.9202 | 58.9202
Cellarhead 132kV | LONGTON 33kV S STN | Bulk Supply Point | 11 | Consumer Transformation | Headroom (MW) | 58.9202 | 58.9202 | 58.9202 | 58.9202 | 58.9202 | 58.9202 | 58.9202 | 58.9202 | 58.9202 | 58.9202 | 58.9202 | 58.9202 | 58.9202 | 58.9202 | 0 | 0 | 0
Cellarhead 132kV | LONGTON 33kV S STN | Bulk Supply Point | 11 | Falling Short | Headroom (MW) | 58.9202 | 58.9202 | 58.9202 | 58.9202 | 58.9202 | 58.9202 | 58.9202 | 58.9202 | 58.9202 | 58.9202 | 58.9202 | 58.9202 | 58.9202 | 58.9202 | 58.9202 | 58.9202 | 44.8355
Cellarhead 132kV | LONGTON 33kV S STN | Bulk Supply Point | 11 | Leading the Way | Headroom (MW) | 58.9202 | 58.9202 | 58.9202 | 58.9202 | 58.9202 | 58.9202 | 58.9202 | 58.9202 | 58.9202 | 58.9202 | 58.9202 | 58.9202 | 58.9202 | 58.9202 | 58.9202 | 20.642 | 0
Cellarhead 132kV | LONGTON 33kV S STN | Bulk Supply Point | 11 | System Transformation | Headroom (MW) | 58.9202 | 58.9202 | 58.9202 | 58.9202 | 58.9202 | 58.9202 | 58.9202 | 58.9202 | 58.9202 | 58.9202 | 58.9202 | 58.9202 | 58.9202 | 58.9202 | 58.9202 | 58.9202 | 58.9202
Bishops Wood 132kV | LOWER CHADNOR 66 11kV S STN | Primary Substation | 11 | Best View | Headroom (MW) | 3.3027 | 3.2334 | 3.2647 | 3.2823 | 3.2626 | 3.2374 | 3.2052 | 3.1667 | 3.1303 | 0 | 0 | 0 | 0 | 0 | 0 | 0 | 0
Bishops Wood 132kV | LOWER CHADNOR 66 11kV S STN | Primary Substation | 11 | Consumer Transformation | Headroom (MW) | 3.3027 | 3.1653 | 3.0978 | 3.0199 | 2.932 | 2.8645 | 0 | 0 | 0 | 0 | 0 | 0 | 0 | 0 | 0 | 0 | 0
Bishops Wood 132kV | LOWER CHADNOR 66 11kV S STN | Primary Substation | 11 | Falling Short | Headroom (MW) | 3.3027 | 3.2146 | 3.2289 | 3.2366 | 3.1853 | 3.1431 | 3.1057 | 3.0642 | 3.0205 | 2.9281 | 2.8424 | 0 | 0 | 0 | 0 | 0 | 0
Bishops Wood 132kV | LOWER CHADNOR 66 11kV S STN | Primary Substation | 11 | Leading the Way | Headroom (MW) | 3.3027 | 3.1334 | 3.064 | 2.977 | 2.909 | 0 | 0 | 0 | 0 | 0 | 0 | 0 | 0 | 0 | 0 | 0 | 0
Bishops Wood 132kV | LOWER CHADNOR 66 11kV S STN | Primary Substation | 11 | System Transformation | Headroom (MW) | 3.3027 | 3.1868 | 3.1732 | 3.1561 | 3.0966 | 3.0461 | 2.9882 | 2.9248 | 1.5545 | 0 | 0 | 0 | 0 | 0 | 0 | 0 | 0
Bishops Wood 132kV | Ludlow 132/66/33/11kV | Primary Substation | 11 | Best View | Headroom (MW) | 13.8376 | 13.6517 | 13.5941 | 13.5794 | 13.5148 | 13.4605 | 13.129 | 12.8802 | 12.5247 | 12.1164 | 11.6639 | 10.3596 | 0 | 0 | 0 | 0 | 0
Bishops Wood 132kV | Ludlow 132/66/33/11kV | Primary Substation | 11 | Consumer Transformation | Headroom (MW) | 13.8376 | 13.5508 | 13.3614 | 13.1908 | 12.9609 | 12.7689 | 12.259 | 11.8733 | 0 | 0 | 0 | 0 | 0 | 0 | 0 | 0 | 0
Bishops Wood 132kV | Ludlow 132/66/33/11kV | Primary Substation | 11 | Falling Short | Headroom (MW) | 13.8376 | 13.6442 | 13.5748 | 13.5343 | 13.4315 | 13.3509 | 13.1942 | 13.0961 | 12.937 | 12.7018 | 12.4612 | 12.2191 | 11.9629 | 11.7219 | 0 | 0 | 0
Bishops Wood 132kV | Ludlow 132/66/33/11kV | Primary Substation | 11 | Leading the Way | Headroom (MW) | 13.8376 | 13.4685 | 13.221 | 12.9968 | 12.7897 | 12.4253 | 11.9338 | 0 | 0 | 0 | 0 | 0 | 0 | 0 | 0 | 0 | 0
Bishops Wood 132kV | Ludlow 132/66/33/11kV | Primary Substation | 11 | System Transformation | Headroom (MW) | 13.8376 | 13.601 | 13.4936 | 13.4242 | 13.3106 | 13.2319 | 13.0557 | 12.9455 | 12.7114 | 12.4109 | 0 | 0 | 0 | 0 | 0 | 0 | 0
Bishops Wood 132kV | LUDLOW 132kV S STN | Bulk Supply Point | 11 | Best View | Headroom (MW) | 48.6232 | 47.2778 | 47.096 | 47.1015 | 46.3767 | 45.8139 | 43.8812 | 29.2221 | 12.8693 | 0 | 0 | 0 | 0 | 0 | 0 | 0 | 0
Bishops Wood 132kV | LUDLOW 132kV S STN | Bulk Supply Point | 11 | Consumer Transformation | Headroom (MW) | 48.6232 | 46.5139 | 45.344 | 44.1941 | 36.335 | 19.5704 | 0 | 0 | 0 | 0 | 0 | 0 | 0 | 0 | 0 | 0 | 0
Bishops Wood 132kV | LUDLOW 132kV S STN | Bulk Supply Point | 11 | Falling Short | Headroom (MW) | 48.6232 | 47.1905 | 47.0093 | 46.9084 | 45.9705 | 45.2514 | 44.5273 | 42.8986 | 35.556 | 22.9306 | 11.1902 | 0 | 0 | 0 | 0 | 0 | 0
Bishops Wood 132kV | LUDLOW 132kV S STN | Bulk Supply Point | 11 | Leading the Way | Headroom (MW) | 48.6232 | 46.0254 | 44.6052 | 41.9735 | 25.6091 | 0 | 0 | 0 | 0 | 0 | 0 | 0 | 0 | 0 | 0 | 0 | 0
Bishops Wood 132kV | LUDLOW 132kV S STN | Bulk Supply Point | 11 | System Transformation | Headroom (MW) | 48.6232 | 46.9034 | 46.357 | 45.9794 | 44.8294 | 43.769 | 38.4401 | 23.6317 | 3.4906 | 0 | 0 | 0 | 0 | 0 | 0 | 0 | 0
Port Ham 132kV | Lydney 33/11kVDUMMY | Primary Substation | 11 | Best View | Headroom (MW) | 8.1543 | 7.9925 | 7.9043 | 7.7828 | 7.2675 | 7.0073 | 6.2947 | 5.3745 | 4.3214 | 3.5466 | 2.6241 | 0 | 0 | 0 | 0 | 0 | 0
Port Ham 132kV | Lydney 33/11kVDUMMY | Primary Substation | 11 | Consumer Transformation | Headroom (MW) | 8.1543 | 7.9281 | 7.7587 | 7.5407 | 6.9019 | 6.5256 | 5.6157 | 4.5468 | 3.3264 | 0 | 0 | 0 | 0 | 0 | 0 | 0 | 0
Port Ham 132kV | Lydney 33/11kVDUMMY | Primary Substation | 11 | Falling Short | Headroom (MW) | 8.1543 | 7.9866 | 7.8915 | 7.7698 | 7.3746 | 7.1231 | 6.5222 | 5.9107 | 5.206 | 4.5138 | 3.7729 | 2.9793 | 2.1671 | 1.3368 | 0 | 0 | 0
Port Ham 132kV | Lydney 33/11kVDUMMY | Primary Substation | 11 | Leading the Way | Headroom (MW) | 8.1543 | 7.8612 | 7.6301 | 7.3631 | 6.7299 | 6.2689 | 5.2767 | 4.1638 | 3.0252 | 0.56094 | 0 | 0 | 0 | 0 | 0 | 0 | 0
Port Ham 132kV | Lydney 33/11kVDUMMY | Primary Substation | 11 | System Transformation | Headroom (MW) | 8.1543 | 7.971 | 7.8454 | 7.6864 | 7.1675 | 6.9089 | 6.1725 | 5.2277 | 4.1394 | 3.3166 | 2.344 | 1.4398 | 0.86864 | 0 | 0 | 0 | 0
Port Ham 132kV | LYDNEY 33kV S STN | Bulk Supply Point | 11 | Best View | Headroom (MW) | 62.8543 | 28.1587 | 0 | 0 | 0 | 0 | 0 | 0 | 0 | 0 | 0 | 0 | 0 | 0 | 0 | 0 | 0
Port Ham 132kV | LYDNEY 33kV S STN | Bulk Supply Point | 11 | Consumer Transformation | Headroom (MW) | 62.8543 | 22.8448 | 0 | 0 | 0 | 0 | 0 | 0 | 0 | 0 | 0 | 0 | 0 | 0 | 0 | 0 | 0
Port Ham 132kV | LYDNEY 33kV S STN | Bulk Supply Point | 11 | Falling Short | Headroom (MW) | 62.8543 | 33.0305 | 13.7845 | 0 | 0 | 0 | 0 | 0 | 0 | 0 | 0 | 0 | 0 | 0 | 0 | 0 | 0
Port Ham 132kV | LYDNEY 33kV S STN | Bulk Supply Point | 11 | Leading the Way | Headroom (MW) | 62.8543 | 17.8753 | 0 | 0 | 0 | 0 | 0 | 0 | 0 | 0 | 0 | 0 | 0 | 0 | 0 | 0 | 0
Port Ham 132kV | LYDNEY 33kV S STN | Bulk Supply Point | 11 | System Transformation | Headroom (MW) | 62.8543 | 25.9026 | 0 | 0 | 0 | 0 | 0 | 0 | 0 | 0 | 0 | 0 | 0 | 0 | 0 | 0 | 0
Penn 132kV | Lye 11kV DUMMY | Primary Substation | 11 | Best View | Headroom (MW) | 8.6737 | 7.2109 | 7.3101 | 7.2444 | 6.5263 | 4.8499 | 2.9446 | 0.80945 | 0 | 0 | 0 | 0 | 0 | 0 | 0 | 0 | 0
Penn 132kV | Lye 11kV DUMMY | Primary Substation | 11 | Consumer Transformation | Headroom (MW) | 8.6737 | 6.1537 | 1.4218 | 0 | 0 | 0 | 0 | 0 | 0 | 0 | 0 | 0 | 0 | 0 | 0 | 0 | 0
Penn 132kV | Lye 11kV DUMMY | Primary Substation | 11 | Falling Short | Headroom (MW) | 8.6737 | 7.1025 | 7.1521 | 7.0081 | 6.1303 | 5.2555 | 4.1334 | 2.6956 | 0.25592 | 0 | 0 | 0 | 0 | 0 | 0 | 0 | 0
Penn 132kV | Lye 11kV DUMMY | Primary Substation | 11 | Leading the Way | Headroom (MW) | 8.6737 | 4.7958 | 0 | 0 | 0 | 0 | 0 | 0 | 0 | 0 | 0 | 0 | 0 | 0 | 0 | 0 | 0
Penn 132kV | Lye 11kV DUMMY | Primary Substation | 11 | System Transformation | Headroom (MW) | 8.6737 | 7.0034 | 6.9506 | 6.5832 | 5.8606 | 4.1549 | 2.0877 | 0 | 0 | 0 | 0 | 0 | 0 | 0 | 0 | 0 | 0
Ironbridge & Shrewsbury 132kV | MADELEY 33 11kV S STN | Primary Substation | 11 | Best View | Headroom (MW) | 2.8625 | 2.396 | 2.3332 | 2.166 | 1.9195 | 1.6872 | 1.4479 | 1.2084 | 0.9822 | 0.71538 | 0.48773 | 0.33598 | 0.30464 | 0.34519 | 0 | 0 | 0
Ironbridge & Shrewsbury 132kV | MADELEY 33 11kV S STN | Primary Substation | 11 | Consumer Transformation | Headroom (MW) | 2.8625 | 2.228 | 1.9257 | 1.4993 | 0.76092 | 0.0073594 | 0 | 0 | 0 | 0 | 0 | 0 | 0 | 0 | 0 | 0 | 0
Ironbridge & Shrewsbury 132kV | MADELEY 33 11kV S STN | Primary Substation | 11 | Falling Short | Headroom (MW) | 2.8625 | 2.3917 | 2.33 | 2.2396 | 2.0118 | 1.8297 | 1.6045 | 1.3823 | 1.1473 | 0.69378 | 0.26645 | 0 | 0 | 0 | 0 | 0 | 0
Ironbridge & Shrewsbury 132kV | MADELEY 33 11kV S STN | Primary Substation | 11 | Leading the Way | Headroom (MW) | 2.8625 | 1.9622 | 1.4423 | 0.80691 | 0.041189 | 0 | 0 | 0 | 0 | 0 | 0 | 0 | 0 | 0 | 0 | 0 | 0
Ironbridge & Shrewsbury 132kV | MADELEY 33 11kV S STN | Primary Substation | 11 | System Transformation | Headroom (MW) | 2.8625 | 2.3623 | 2.256 | 2.0993 | 1.861 | 1.6079 | 1.3365 | 1.0133 | 0.6616 | 0.26643 | 0 | 0 | 0 | 0 | 0 | 0 | 0
Bishops Wood 132kV | MADLEY 66 11kV S STN | Primary Substation | 11 | Best View | Headroom (MW) | 23.4282 | 23.3226 | 23.3003 | 23.2957 | 23.2866 | 23.2713 | 19.1792 | 12.1937 | 5.3701 | 0 | 0 | 0 | 0 | 0 | 0 | 0 | 0
Bishops Wood 132kV | MADLEY 66 11kV S STN | Primary Substation | 11 | Consumer Transformation | Headroom (MW) | 23.4282 | 23.29 | 23.2162 | 22.4182 | 15.1618 | 8.1663 | 0 | 0 | 0 | 0 | 0 | 0 | 0 | 0 | 0 | 0 | 0
Bishops Wood 132kV | MADLEY 66 11kV S STN | Primary Substation | 11 | Falling Short | Headroom (MW) | 23.4282 | 23.3164 | 23.2828 | 23.2734 | 23.2491 | 23.2275 | 22.2186 | 18.6765 | 14.8367 | 9.5684 | 4.6694 | 0 | 0 | 0 | 0 | 0 | 0
Bishops Wood 132kV | MADLEY 66 11kV S STN | Primary Substation | 11 | Leading the Way | Headroom (MW) | 23.4282 | 23.2607 | 23.1722 | 17.7409 | 10.6861 | 0 | 0 | 0 | 0 | 0 | 0 | 0 | 0 | 0 | 0 | 0 | 0
Bishops Wood 132kV | MADLEY 66 11kV S STN | Primary Substation | 11 | System Transformation | Headroom (MW) | 23.4282 | 23.2901 | 23.2437 | 23.2088 | 23.183 | 20.8613 | 16.0402 | 9.861 | 1.4565 | 0 | 0 | 0 | 0 | 0 | 0 | 0 | 0
Ironbridge & Shrewsbury 132kV | MALEHURST 33 11kV S STN | Primary Substation | 11 | Best View | Headroom (MW) | 0 | 0 | 0 | 0 | 0 | 0 | 0 | 0 | 0 | 0 | 0 | 0 | 0 | 0 | 0 | 0 | 0
Ironbridge & Shrewsbury 132kV | MALEHURST 33 11kV S STN | Primary Substation | 11 | Consumer Transformation | Headroom (MW) | 0 | 0 | 0 | 0 | 0 | 0 | 0 | 0 | 0 | 0 | 0 | 0 | 0 | 0 | 0 | 0 | 0
Ironbridge & Shrewsbury 132kV | MALEHURST 33 11kV S STN | Primary Substation | 11 | Falling Short | Headroom (MW) | 0 | 0 | 0 | 0 | 0 | 0 | 0 | 0 | 0 | 0 | 0 | 0 | 0 | 0 | 0 | 0 | 0
Ironbridge & Shrewsbury 132kV | MALEHURST 33 11kV S STN | Primary Substation | 11 | Leading the Way | Headroom (MW) | 0 | 0 | 0 | 0 | 0 | 0 | 0 | 0 | 0 | 0 | 0 | 0 | 0 | 0 | 0 | 0 | 0
Ironbridge & Shrewsbury 132kV | MALEHURST 33 11kV S STN | Primary Substation | 11 | System Transformation | Headroom (MW) | 0 | 0 | 0 | 0 | 0 | 0 | 0 | 0 | 0 | 0 | 0 | 0 | 0 | 0 | 0 | 0 | 0
Bishops Wood 132kV | Malvern 132/11kVDUMMY | Primary Substation | 11 | Best View | Headroom (MW) | 24.0146 | 23.7754 | 23.7832 | 23.6532 | 23.4762 | 23.2627 | 22.6995 | 15.923 | 7.0124 | 0 | 0 | 0 | 0 | 0 | 0 | 0 | 0
Bishops Wood 132kV | Malvern 132/11kVDUMMY | Primary Substation | 11 | Consumer Transformation | Headroom (MW) | 24.0146 | 23.609 | 23.3851 | 22.9617 | 19.7988 | 10.6638 | 0 | 0 | 0 | 0 | 0 | 0 | 0 | 0 | 0 | 0 | 0
Bishops Wood 132kV | Malvern 132/11kVDUMMY | Primary Substation | 11 | Falling Short | Headroom (MW) | 24.0146 | 23.7427 | 23.7326 | 23.6138 | 23.4038 | 23.1976 | 22.8547 | 22.5798 | 19.3743 | 12.4948 | 6.0975 | 0 | 0 | 0 | 0 | 0 | 0
Bishops Wood 132kV | Malvern 132/11kVDUMMY | Primary Substation | 11 | Leading the Way | Headroom (MW) | 24.0146 | 23.4543 | 23.0875 | 22.5288 | 13.9543 | 0 | 0 | 0 | 0 | 0 | 0 | 0 | 0 | 0 | 0 | 0 | 0
Bishops Wood 132kV | Malvern 132/11kVDUMMY | Primary Substation | 11 | System Transformation | Headroom (MW) | 24.0146 | 23.738 | 23.719 | 23.557 | 23.3594 | 23.1151 | 20.9458 | 12.8768 | 1.902 | 0 | 0 | 0 | 0 | 0 | 0 | 0 | 0
Cellarhead 132kV | MARKET DRAYTON 33 11kV S STN | Primary Substation | 11 | Best View | Headroom (MW) | 26.6904 | 26.3728 | 26.3664 | 26.2933 | 26.1359 | 26.0014 | 25.5137 | 25.0072 | 24.3131 | 23.0769 | 20.9362 | 19.6694 | 17.4201 | 14.8295 | 0 | 0 | 0
Cellarhead 132kV | MARKET DRAYTON 33 11kV S STN | Primary Substation | 11 | Consumer Transformation | Headroom (MW) | 26.6904 | 26.2464 | 26.0682 | 25.7315 | 25.2525 | 24.8158 | 23.9368 | 22.0584 | 17.1042 | 11.8807 | 6.9321 | 3.2778 | 0.051701 | 0 | 0 | 0 | 0
Cellarhead 132kV | MARKET DRAYTON 33 11kV S STN | Primary Substation | 11 | Falling Short | Headroom (MW) | 26.6904 | 26.3678 | 26.355 | 26.274 | 26.0835 | 25.9306 | 25.7512 | 25.5742 | 25.2773 | 24.9316 | 24.6105 | 24.2089 | 23.1286 | 21.7911 | 4.503 | 0 | 0
Cellarhead 132kV | MARKET DRAYTON 33 11kV S STN | Primary Substation | 11 | Leading the Way | Headroom (MW) | 26.6904 | 26.1382 | 25.8623 | 25.437 | 24.9252 | 24.1274 | 23.2537 | 21.4758 | 18.5303 | 15.445 | 11.8267 | 9.2594 | 6.4759 | 4.0171 | 0 | 0 | 0
Cellarhead 132kV | MARKET DRAYTON 33 11kV S STN | Primary Substation | 11 | System Transformation | Headroom (MW) | 26.6904 | 26.3214 | 26.2705 | 26.1129 | 25.8646 | 25.6667 | 25.4336 | 25.168 | 24.3534 | 23.0541 | 20.1577 | 16.9123 | 14.2171 | 12.1878 | 0 | 0 | 0
Port Ham 132kV | MARLE HILL 132 66kV S STN | Bulk Supply Point | 11 | Best View | Headroom (MW) | 65.1952 | 58.8354 | 54.6407 | 51.2598 | 45.9714 | 42.0269 | 35.5993 | 30.5441 | 17.3276 | 8.521 | 3.8793 | 0 | 0 | 0 | 0 | 0 | 0
Port Ham 132kV | MARLE HILL 132 66kV S STN | Bulk Supply Point | 11 | Consumer Transformation | Headroom (MW) | 65.1952 | 57.368 | 51.3004 | 45.7816 | 37.2014 | 30.1773 | 19.9571 | 12.2215 | 0 | 0 | 0 | 0 | 0 | 0 | 0 | 0 | 0
Port Ham 132kV | MARLE HILL 132 66kV S STN | Bulk Supply Point | 11 | Falling Short | Headroom (MW) | 65.1952 | 59.1973 | 56.0004 | 52.9532 | 48.3712 | 44.1496 | 40.4424 | 37.8896 | 31.2447 | 24.4456 | 19.4301 | 14.4152 | 9.5332 | 5.4292 | 0 | 0 | 0
Port Ham 132kV | MARLE HILL 132 66kV S STN | Bulk Supply Point | 11 | Leading the Way | Headroom (MW) | 65.1952 | 55.7942 | 48.9273 | 42.1657 | 33.8184 | 22.6944 | 12.6732 | 3.9763 | 0 | 0 | 0 | 0 | 0 | 0 | 0 | 0 | 0
Port Ham 132kV | MARLE HILL 132 66kV S STN | Bulk Supply Point | 11 | System Transformation | Headroom (MW) | 65.1952 | 58.409 | 53.719 | 50.0836 | 44.5465 | 40.3818 | 36.3191 | 33.1125 | 21.7038 | 14.1863 | 8.097 | 2.4488 | 0 | 0 | 0 | 0 | 0
Port ham 132kV | Marle Hill 132/66/11kVDUMMY | Primary Substation | 11 | Best View | Headroom (MW) | 50.2246 | 49.7303 | 49.8245 | 49.8289 | 49.684 | 49.5581 | 49.3789 | 49.2005 | 48.9461 | 48.7539 | 48.5589 | 48.411 | 48.3058 | 48.2361 | 45.1014 | 43.0592 | 42.0994
Port ham 132kV | Marle Hill 132/66/11kVDUMMY | Primary Substation | 11 | Consumer Transformation | Headroom (MW) | 50.2246 | 49.5167 | 49.3099 | 48.9806 | 48.364 | 47.7809 | 47.0396 | 46.4725 | 45.6931 | 44.7721 | 44.1067 | 43.7799 | 43.3754 | 43.1325 | 38.7033 | 31.0115 | 30.2804
Port ham 132kV | Marle Hill 132/66/11kVDUMMY | Primary Substation | 11 | Falling Short | Headroom (MW) | 50.2246 | 49.7279 | 49.8263 | 49.8668 | 49.732 | 49.6427 | 49.5251 | 49.3776 | 49.1972 | 48.9351 | 48.6706 | 48.3764 | 48.0898 | 47.8488 | 44.1593 | 41.0902 | 38.2624
Port ham 132kV | Marle Hill 132/66/11kVDUMMY | Primary Substation | 11 | Leading the Way | Headroom (MW) | 50.2246 | 49.3001 | 48.9231 | 48.4415 | 47.841 | 47.2691 | 46.5784 | 45.8093 | 45.0513 | 44.4075 | 43.897 | 43.5465 | 43.4209 | 43.4073 | 40.6111 | 40.2406 | 39.2176
Port ham 132kV | Marle Hill 132/66/11kVDUMMY | Primary Substation | 11 | System Transformation | Headroom (MW) | 50.2246 | 49.7088 | 49.7872 | 49.8163 | 49.7455 | 49.6933 | 49.5913 | 49.44 | 49.213 | 49.0046 | 48.7368 | 48.4924 | 48.3437 | 48.3982 | 44.3361 | 43.5287 | 42.6546
Port Ham 132kV | MEAD LA 33 11kV S STN | Primary Substation | 11 | Best View | Headroom (MW) | 35.7034 | 35.0002 | 34.5118 | 34.1007 | 33.9963 | 33.4512 | 28.7263 | 21.9204 | 13.2506 | 8.3849 | 3.2302 | 0 | 0 | 0 | 0 | 0 | 0
Port Ham 132kV | MEAD LA 33 11kV S STN | Primary Substation | 11 | Consumer Transformation | Headroom (MW) | 35.7034 | 34.9436 | 34.408 | 33.9488 | 33.8063 | 30.4477 | 22.5293 | 14.7164 | 4.7953 | 0 | 0 | 0 | 0 | 0 | 0 | 0 | 0
Port Ham 132kV | MEAD LA 33 11kV S STN | Primary Substation | 11 | Falling Short | Headroom (MW) | 35.7034 | 35.1041 | 34.7684 | 34.3678 | 34.2573 | 33.6808 | 33.153 | 32.7294 | 29.2281 | 25.0668 | 20.4412 | 15.8711 | 11.3702 | 7.2426 | 0 | 0 | 0
Port Ham 132kV | MEAD LA 33 11kV S STN | Primary Substation | 11 | Leading the Way | Headroom (MW) | 35.7034 | 34.9007 | 34.3801 | 33.8156 | 33.6619 | 31.1568 | 22.785 | 14.4445 | 5.4998 | 0.56603 | 0 | 0 | 0 | 0 | 0 | 0 | 0
Port Ham 132kV | MEAD LA 33 11kV S STN | Primary Substation | 11 | System Transformation | Headroom (MW) | 35.7034 | 34.9712 | 34.4611 | 34.0332 | 33.9182 | 33.345 | 32.7142 | 27.4558 | 19.656 | 15.6259 | 9.9461 | 5.6232 | 2.0013 | 0 | 0 | 0 | 0
Cellarhead 132kV | Meaford C 132/33/11kVDUMMY | Primary Substation | 11 | Best View | Headroom (MW) | 7.3756 | 7.1284 | 7.1014 | 6.9792 | 6.4876 | 5.7923 | 5.117 | 4.3362 | 3.826 | 3.2155 | 2.587 | 1.9955 | 1.2081 | 0.44399 | 0 | 0 | 0
Cellarhead 132kV | Meaford C 132/33/11kVDUMMY | Primary Substation | 11 | Consumer Transformation | Headroom (MW) | 7.3756 | 7.0701 | 6.0825 | 4.7415 | 3.0386 | 2.317 | 1.4591 | 0.57023 | 0 | 0 | 0 | 0 | 0 | 0 | 0 | 0 | 0
Cellarhead 132kV | Meaford C 132/33/11kVDUMMY | Primary Substation | 11 | Falling Short | Headroom (MW) | 7.3756 | 7.1634 | 7.1709 | 7.0913 | 6.7615 | 6.4284 | 6.0917 | 5.7254 | 5.4279 | 4.8607 | 4.2819 | 3.6765 | 3.0613 | 2.4615 | 0 | 0 | 0
Cellarhead 132kV | Meaford C 132/33/11kVDUMMY | Primary Substation | 11 | Leading the Way | Headroom (MW) | 7.3756 | 6.9759 | 6.7701 | 6.4418 | 5.8209 | 4.9843 | 4.1258 | 3.1428 | 2.3774 | 1.7054 | 1.0549 | 0.49567 | 0 | 0 | 0 | 0 | 0
Cellarhead 132kV | Meaford C 132/33/11kVDUMMY | Primary Substation | 11 | System Transformation | Headroom (MW) | 7.3756 | 7.1483 | 7.1503 | 7.0488 | 6.6422 | 6.2042 | 5.6144 | 4.8606 | 4.3072 | 3.4467 | 2.8372 | 1.8234 | 1.125 | 0.52715 | 0 | 0 | 0
Cellarhead 132kV | MEAFORD C 132kV S STN | Bulk Supply Point | 11 | Best View | Headroom (MW) | 47.7688 | 45.8746 | 45.3647 | 44.7203 | 43.029 | 40.7528 | 38.046 | 34.9366 | 31.6524 | 28.1056 | 24.3343 | 21.5644 | 18.5875 | 15.8233 | 0 | 0 | 0
Cellarhead 132kV | MEAFORD C 132kV S STN | Bulk Supply Point | 11 | Consumer Transformation | Headroom (MW) | 47.7688 | 45.3655 | 42.5739 | 38.997 | 34.3835 | 31.6756 | 27.6064 | 23.5366 | 18.2504 | 12.6768 | 7.3966 | 3.4974 | 0.055165 | 0 | 0 | 0 | 0
Cellarhead 132kV | MEAFORD C 132kV S STN | Bulk Supply Point | 11 | Falling Short | Headroom (MW) | 47.7688 | 46.0231 | 45.6686 | 45.1198 | 43.693 | 42.3889 | 41.0322 | 39.494 | 37.6425 | 34.8905 | 32.0785 | 29.4062 | 26.8531 | 24.1088 | 4.8048 | 0 | 0
Cellarhead 132kV | MEAFORD C 132kV S STN | Bulk Supply Point | 11 | Leading the Way | Headroom (MW) | 47.7688 | 44.8119 | 43.14 | 40.9636 | 38.1551 | 34.2835 | 30.1878 | 25.5805 | 20.6056 | 16.48 | 12.6193 | 9.8799 | 6.9099 | 4.2862 | 0 | 0 | 0
Cellarhead 132kV | MEAFORD C 132kV S STN | Bulk Supply Point | 11 | System Transformation | Headroom (MW) | 47.7688 | 45.732 | 45.0904 | 44.2252 | 42.4521 | 40.7951 | 38.5406 | 35.3856 | 31.8997 | 27.9498 | 23.1214 | 18.0456 | 15.1698 | 13.0046 | 0 | 0 | 0
Port Ham 132kV | MITCHELDEAN 33 11kV S STN | Primary Substation | 11 | Best View | Headroom (MW) | 7.848 | 3.9621 | 0 | 0 | 0 | 0 | 0 | 0 | 0 | 0 | 0 | 0 | 0 | 0 | 0 | 0 | 0
Port Ham 132kV | MITCHELDEAN 33 11kV S STN | Primary Substation | 11 | Consumer Transformation | Headroom (MW) | 7.848 | 3.4898 | 0 | 0 | 0 | 0 | 0 | 0 | 0 | 0 | 0 | 0 | 0 | 0 | 0 | 0 | 0
Port Ham 132kV | MITCHELDEAN 33 11kV S STN | Primary Substation | 11 | Falling Short | Headroom (MW) | 7.848 | 4.6223 | 2.18 | 0 | 0 | 0 | 0 | 0 | 0 | 0 | 0 | 0 | 0 | 0 | 0 | 0 | 0
Port Ham 132kV | MITCHELDEAN 33 11kV S STN | Primary Substation | 11 | Leading the Way | Headroom (MW) | 7.848 | 2.9839 | 0 | 0 | 0 | 0 | 0 | 0 | 0 | 0 | 0 | 0 | 0 | 0 | 0 | 0 | 0
Port Ham 132kV | MITCHELDEAN 33 11kV S STN | Primary Substation | 11 | System Transformation | Headroom (MW) | 7.848 | 3.7699 | 0.18789 | 0 | 0 | 0 | 0 | 0 | 0 | 0 | 0 | 0 | 0 | 0 | 0 | 0 | 0
Port Ham 132kV | Montpellier 132/11kVDUMMY | Primary Substation | 11 | Best View | Headroom (MW) | 58.0731 | 57.6984 | 57.752 | 57.7183 | 57.5385 | 57.3149 | 56.7571 | 56.2235 | 55.6523 | 55.0949 | 54.5259 | 54.051 | 53.7375 | 53.4775 | 48.8532 | 46.0692 | 44.4487
Port Ham 132kV | Montpellier 132/11kVDUMMY | Primary Substation | 11 | Consumer Transformation | Headroom (MW) | 58.0731 | 57.4503 | 57.1324 | 56.6786 | 55.9327 | 55.1871 | 53.9813 | 53.0257 | 51.8545 | 50.5288 | 49.477 | 48.8056 | 48.2178 | 47.7827 | 38.7289 | 30.9845 | 30.2469
Port Ham 132kV | Montpellier 132/11kVDUMMY | Primary Substation | 11 | Falling Short | Headroom (MW) | 58.0731 | 57.6598 | 57.681 | 57.6757 | 57.4607 | 57.2493 | 56.927 | 56.5917 | 56.1891 | 55.6597 | 55.106 | 54.5279 | 53.9424 | 53.4188 | 47.8018 | 44.2163 | 40.7037
Port Ham 132kV | Montpellier 132/11kVDUMMY | Primary Substation | 11 | Leading the Way | Headroom (MW) | 58.0731 | 57.227 | 56.7557 | 56.1733 | 55.4619 | 54.5136 | 53.3789 | 52.2183 | 51.1247 | 50.1504 | 49.3739 | 48.7939 | 48.2612 | 47.8584 | 43.2097 | 40.6645 | 39.2144
Port Ham 132kV | Montpellier 132/11kVDUMMY | Primary Substation | 11 | System Transformation | Headroom (MW) | 58.0731 | 57.6631 | 57.6844 | 57.6558 | 57.5245 | 57.3528 | 57.0374 | 56.6702 | 56.2233 | 55.7487 | 55.0006 | 54.3351 | 53.881 | 53.6731 | 48.3899 | 46.8195 | 45.4824
Feckenham 66kV | MORETON 66 11kV S STN | Primary Substation | 11 | Best View | Headroom (MW) | 37.1603 | 36.929 | 36.8837 | 36.7715 | 36.0969 | 35.6942 | 35.4361 | 35.1402 | 34.8352 | 34.5917 | 34.3896 | 34.2459 | 34.182 | 31.2435 | 0 | 0 | 0
Feckenham 66kV | MORETON 66 11kV S STN | Primary Substation | 11 | Consumer Transformation | Headroom (MW) | 37.1603 | 36.7887 | 36.5973 | 36.3207 | 35.4836 | 34.9331 | 34.4857 | 34.0949 | 33.6406 | 32.6342 | 22.3702 | 12.9728 | 2.7374 | 0 | 0 | 0 | 0
Feckenham 66kV | MORETON 66 11kV S STN | Primary Substation | 11 | Falling Short | Headroom (MW) | 37.1603 | 36.9217 | 36.8872 | 36.8314 | 36.3053 | 35.9621 | 35.7828 | 35.6 | 35.3904 | 35.1693 | 34.9347 | 34.6827 | 34.4433 | 34.2136 | 10.2638 | 0 | 0
Feckenham 66kV | MORETON 66 11kV S STN | Primary Substation | 11 | Leading the Way | Headroom (MW) | 37.1603 | 36.692 | 36.4644 | 36.1142 | 35.2879 | 34.6692 | 33.984 | 33.5412 | 33.0883 | 28.9473 | 22.0046 | 16.524 | 10.2193 | 4.5453 | 0 | 0 | 0
Feckenham 66kV | MORETON 66 11kV S STN | Primary Substation | 11 | System Transformation | Headroom (MW) | 37.1603 | 36.8812 | 36.8182 | 36.7098 | 36.0662 | 35.698 | 35.2553 | 35.0356 | 34.8035 | 34.5679 | 34.2825 | 33.9995 | 32.5103 | 25.8788 | 0 | 0 | 0
Iron Acton 132kV | NAISHCOMBE HILL 33 11kV S STN | Primary Substation | 11 | Best View | Headroom (MW) | 2.1114 | 1.7955 | 1.7974 | 1.7169 | 1.3325 | 0.95075 | 0.50855 | 0.04022 | 0 | 0 | 0 | 0 | 0 | 0 | 0 | 0 | 0
Iron Acton 132kV | NAISHCOMBE HILL 33 11kV S STN | Primary Substation | 11 | Consumer Transformation | Headroom (MW) | 2.1114 | 1.627 | 1.4453 | 1.1142 | 0.37396 | 0 | 0 | 0 | 0 | 0 | 0 | 0 | 0 | 0 | 0 | 0 | 0
Iron Acton 132kV | NAISHCOMBE HILL 33 11kV S STN | Primary Substation | 11 | Falling Short | Headroom (MW) | 2.1114 | 1.817 | 1.9173 | 1.9647 | 1.7929 | 1.6843 | 1.5162 | 1.3108 | 1.0607 | 0.51809 | 0 | 0 | 0 | 0 | 0 | 0 | 0
Iron Acton 132kV | NAISHCOMBE HILL 33 11kV S STN | Primary Substation | 11 | Leading the Way | Headroom (MW) | 2.1114 | 1.4063 | 1.057 | 0.54909 | 0 | 0 | 0 | 0 | 0 | 0 | 0 | 0 | 0 | 0 | 0 | 0 | 0
Iron Acton 132kV | NAISHCOMBE HILL 33 11kV S STN | Primary Substation | 11 | System Transformation | Headroom (MW) | 2.1114 | 1.8186 | 1.9177 | 1.9385 | 1.759 | 1.6202 | 1.4025 | 1.1113 | 0.73735 | 0.18161 | 0 | 0 | 0 | 0 | 0 | 0 | 0
Nechells 132kV | Nechells West 132/25/11kVDUMMY | Primary Substation | 11 | Best View | Headroom (MW) | 57.534 | 57.3043 | 56.8965 | 56.0486 | 54.9955 | 54.4354 | 53.9189 | 53.1229 | 52.423 | 51.9687 | 51.2122 | 50.4853 | 49.9412 | 49.4075 | 45.4962 | 43.1936 | 42.5635
Nechells 132kV | Nechells West 132/25/11kVDUMMY | Primary Substation | 11 | Consumer Transformation | Headroom (MW) | 57.534 | 57.2003 | 56.6382 | 55.6709 | 54.3426 | 53.6948 | 52.9023 | 52.1975 | 51.4554 | 50.4657 | 49.6261 | 48.8608 | 48.0318 | 47.292 | 42.5648 | 40.6596 | 40.7917
Nechells 132kV | Nechells West 132/25/11kVDUMMY | Primary Substation | 11 | Falling Short | Headroom (MW) | 57.534 | 57.2882 | 57.4545 | 57.4038 | 57.2268 | 57.0512 | 56.8543 | 56.6725 | 56.4339 | 56.0903 | 55.7372 | 55.3617 | 54.9874 | 54.6417 | 51.4545 | 47.9593 | 45.3232
Nechells 132kV | Nechells West 132/25/11kVDUMMY | Primary Substation | 11 | Leading the Way | Headroom (MW) | 57.534 | 57.0409 | 56.3549 | 55.2381 | 53.9186 | 53.0891 | 52.2875 | 51.1815 | 50.1769 | 49.3766 | 48.3594 | 47.4587 | 46.8351 | 46.2915 | 42.666 | 41.8266 | 42.0118
Nechells 132kV | Nechells West 132/25/11kVDUMMY | Primary Substation | 11 | System Transformation | Headroom (MW) | 57.534 | 57.2887 | 57.4538 | 57.3875 | 57.1615 | 56.7424 | 56.3597 | 55.9223 | 55.479 | 55.158 | 54.6576 | 54.0166 | 53.5649 | 53.0695 | 49.0814 | 47.9631 | 47.5217
Iron Acton 132kV | NETHERHILLS 33 11kV S STN | Primary Substation | 11 | Best View | Headroom (MW) | 11.3778 | 11.1437 | 10.9543 | 10.4955 | 10.0872 | 9.7767 | 9.209 | 8.4164 | 7.8564 | 7.0512 | 6.462 | 5.9731 | 4.8054 | 2.4184 | 0 | 0 | 0
Iron Acton 132kV | NETHERHILLS 33 11kV S STN | Primary Substation | 11 | Consumer Transformation | Headroom (MW) | 11.3778 | 11.0867 | 10.8199 | 10.2597 | 9.7354 | 9.353 | 8.6808 | 7.7938 | 5.3497 | 0 | 0 | 0 | 0 | 0 | 0 | 0 | 0
Iron Acton 132kV | NETHERHILLS 33 11kV S STN | Primary Substation | 11 | Falling Short | Headroom (MW) | 11.3778 | 11.135 | 10.9395 | 10.4881 | 10.1298 | 9.8035 | 9.479 | 9.0552 | 8.7294 | 8.2458 | 7.8739 | 7.523 | 7.2226 | 3.6542 | 0 | 0 | 0
Iron Acton 132kV | NETHERHILLS 33 11kV S STN | Primary Substation | 11 | Leading the Way | Headroom (MW) | 11.3778 | 11.0409 | 10.7289 | 10.0829 | 9.547 | 8.6532 | 3.4527 | 0 | 0 | 0 | 0 | 0 | 0 | 0 | 0 | 0 | 0
Iron Acton 132kV | NETHERHILLS 33 11kV S STN | Primary Substation | 11 | System Transformation | Headroom (MW) | 11.3778 | 11.1003 | 10.8494 | 10.311 | 9.8245 | 9.4766 | 9.086 | 8.4549 | 7.8354 | 1.7344 | 0 | 0 | 0 | 0 | 0 | 0 | 0
Cellarhead 132kV | Newcastle 132/11kVDUMMY | Primary Substation | 11 | Best View | Headroom (MW) | 27.4938 | 27.0466 | 26.8067 | 26.7097 | 26.2779 | 26.0847 | 25.7734 | 25.5966 | 25.4162 | 24.9554 | 24.7607 | 24.6124 | 24.5332 | 24.4822 | 22.7018 | 21.8977 | 21.6409
Cellarhead 132kV | Newcastle 132/11kVDUMMY | Primary Substation | 11 | Consumer Transformation | Headroom (MW) | 27.4938 | 26.9524 | 26.5724 | 26.2945 | 25.6051 | 25.122 | 24.5619 | 24.0846 | 23.5827 | 22.7421 | 22.1936 | 21.6864 | 21.3422 | 21.0702 | 0 | 0 | 0
Cellarhead 132kV | Newcastle 132/11kVDUMMY | Primary Substation | 11 | Falling Short | Headroom (MW) | 27.4938 | 27.0869 | 26.8918 | 26.7991 | 26.4273 | 26.1893 | 25.928 | 25.7754 | 25.6011 | 25.1643 | 24.9087 | 24.6384 | 24.3082 | 24.0064 | 21.8512 | 20.192 | 18.6468
Cellarhead 132kV | Newcastle 132/11kVDUMMY | Primary Substation | 11 | Leading the Way | Headroom (MW) | 27.4938 | 26.8168 | 26.3253 | 25.9644 | 25.1985 | 24.5145 | 23.8792 | 23.2901 | 22.6869 | 22.0568 | 21.5119 | 21.1957 | 20.8142 | 20.6169 | 18.297 | 9.3129 | 0
Cellarhead 132kV | Newcastle 132/11kVDUMMY | Primary Substation | 11 | System Transformation | Headroom (MW) | 27.4938 | 27.0418 | 26.7751 | 26.642 | 26.038 | 25.7206 | 25.4426 | 25.1797 | 24.9116 | 24.3239 | 23.9807 | 23.6703 | 23.3347 | 23.2109 | 20.7595 | 19.9869 | 19.2938
Cellarhead 132kV | NEWCASTLE 132kV S STN | Bulk Supply Point | 11 | Best View | Headroom (MW) | 28.2354 | 27.902 | 27.9066 | 27.8845 | 27.6913 | 27.4861 | 27.3058 | 26.8836 | 26.7111 | 26.5223 | 26.392 | 26.3364 | 26.3606 | 25.8804 | 22.9152 | 21.0921 | 20.0452
Cellarhead 132kV | NEWCASTLE 132kV S STN | Bulk Supply Point | 11 | Consumer Transformation | Headroom (MW) | 28.2354 | 27.7562 | 27.5239 | 27.1869 | 26.4785 | 25.7667 | 24.7487 | 24.1193 | 23.2911 | 21.558 | 20.6768 | 20.1289 | 19.5824 | 19.1922 | 0 | 0 | 0
Cellarhead 132kV | NEWCASTLE 132kV S STN | Bulk Supply Point | 11 | Falling Short | Headroom (MW) | 28.2354 | 27.9066 | 27.9121 | 27.8917 | 27.6748 | 27.4559 | 27.2786 | 26.8291 | 26.5901 | 26.1443 | 25.7039 | 25.2355 | 24.7804 | 23.8014 | 19.0847 | 14.4423 | 10.8252
Cellarhead 132kV | NEWCASTLE 132kV S STN | Bulk Supply Point | 11 | Leading the Way | Headroom (MW) | 28.2354 | 27.575 | 27.2215 | 26.759 | 25.7929 | 24.7128 | 23.671 | 22.5431 | 21.6115 | 20.7539 | 19.3293 | 18.8543 | 18.6213 | 18.5293 | 14.0428 | 9.3373 | 0
Cellarhead 132kV | NEWCASTLE 132kV S STN | Bulk Supply Point | 11 | System Transformation | Headroom (MW) | 28.2354 | 27.8741 | 27.8612 | 27.7998 | 27.1062 | 26.5372 | 26.2675 | 25.4747 | 25.0595 | 24.635 | 23.6405 | 23.2309 | 22.9434 | 22.8767 | 15.9763 | 13.3579 | 10.5433
Bishops Wood 132kV | NEWENT 66 11kV S STN | Primary Substation | 11 | Best View | Headroom (MW) | 10.3688 | 10.246 | 9.7709 | 9.7478 | 9.6318 | 9.4686 | 9.1715 | 8.8547 | 5.0726 | 0 | 0 | 0 | 0 | 0 | 0 | 0 | 0
Bishops Wood 132kV | NEWENT 66 11kV S STN | Primary Substation | 11 | Consumer Transformation | Headroom (MW) | 10.3688 | 10.1714 | 9.6067 | 9.4833 | 9.2732 | 7.7139 | 0 | 0 | 0 | 0 | 0 | 0 | 0 | 0 | 0 | 0 | 0
Bishops Wood 132kV | NEWENT 66 11kV S STN | Primary Substation | 11 | Falling Short | Headroom (MW) | 10.3688 | 10.2315 | 9.8868 | 9.8528 | 9.7224 | 9.5451 | 9.4214 | 9.2883 | 9.0886 | 8.8897 | 4.4108 | 0 | 0 | 0 | 0 | 0 | 0
Bishops Wood 132kV | NEWENT 66 11kV S STN | Primary Substation | 11 | Leading the Way | Headroom (MW) | 10.3688 | 10.1277 | 9.5642 | 9.4088 | 9.187 | 0 | 0 | 0 | 0 | 0 | 0 | 0 | 0 | 0 | 0 | 0 | 0
Bishops Wood 132kV | NEWENT 66 11kV S STN | Primary Substation | 11 | System Transformation | Headroom (MW) | 10.3688 | 10.2031 | 9.6962 | 9.644 | 9.5026 | 9.3169 | 9.0573 | 8.891 | 1.3759 | 0 | 0 | 0 | 0 | 0 | 0 | 0 | 0
Ironbridge & Shrewsbury 132kV | NEWPORT 33 11kV S STN | Primary Substation | 11 | Best View | Headroom (MW) | 12.0461 | 11.8067 | 11.8092 | 11.6746 | 11.4725 | 10.8631 | 10.2611 | 9.1351 | 8.5026 | 7.8685 | 7.3226 | 6.8063 | 5.9795 | 5.1855 | 0 | 0 | 0
Ironbridge & Shrewsbury 132kV | NEWPORT 33 11kV S STN | Primary Substation | 11 | Consumer Transformation | Headroom (MW) | 12.0461 | 11.6946 | 11.5415 | 11.2605 | 10.822 | 10.3775 | 9.4749 | 8.1371 | 7.1706 | 6.0904 | 0 | 0 | 0 | 0 | 0 | 0 | 0
Ironbridge & Shrewsbury 132kV | NEWPORT 33 11kV S STN | Primary Substation | 11 | Falling Short | Headroom (MW) | 12.0461 | 11.7928 | 11.7749 | 11.6761 | 11.5152 | 11.3343 | 11.1532 | 10.6534 | 10.3559 | 9.9459 | 9.5825 | 9.2106 | 8.8502 | 8.1585 | 0 | 0 | 0
Ironbridge & Shrewsbury 132kV | NEWPORT 33 11kV S STN | Primary Substation | 11 | Leading the Way | Headroom (MW) | 12.0461 | 11.5876 | 11.374 | 11.0123 | 10.5595 | 9.7151 | 8.8199 | 7.3956 | 6.4754 | 0 | 0 | 0 | 0 | 0 | 0 | 0 | 0
Ironbridge & Shrewsbury 132kV | NEWPORT 33 11kV S STN | Primary Substation | 11 | System Transformation | Headroom (MW) | 12.0461 | 11.7681 | 11.7284 | 11.5984 | 11.4058 | 11.1873 | 10.9387 | 10.1395 | 9.4257 | 8.7172 | 8.0919 | 7.496 | 6.9409 | 6.513 | 0 | 0 | 0
Ocker Hill 132kV | Ocker Hill B 132/33/11kVDUMMY | Primary Substation | 11 | Best View | Headroom (MW) | 16.4521 | 16.1019 | 16.1213 | 16.1149 | 15.5855 | 15.3909 | 14.9941 | 14.6101 | 14.1906 | 13.7183 | 13.2652 | 12.8838 | 12.6402 | 12.427 | 9.5068 | 7.9985 | 7.303
Ocker Hill 132kV | Ocker Hill B 132/33/11kVDUMMY | Primary Substation | 11 | Consumer Transformation | Headroom (MW) | 16.4521 | 15.9868 | 15.8127 | 15.5271 | 14.6056 | 14.0875 | 13.3047 | 12.6594 | 11.903 | 10.8267 | 9.9463 | 9.3004 | 8.7333 | 8.2596 | 3.866 | 0.79935 | 0.48132
Ocker Hill 132kV | Ocker Hill B 132/33/11kVDUMMY | Primary Substation | 11 | Falling Short | Headroom (MW) | 16.4521 | 16.1004 | 16.117 | 16.1216 | 15.7218 | 15.5768 | 15.4338 | 15.3105 | 15.1629 | 14.8897 | 14.6271 | 14.3464 | 14.0947 | 13.6888 | 10.8709 | 7.899 | 5.4513
Ocker Hill 132kV | Ocker Hill B 132/33/11kVDUMMY | Primary Substation | 11 | Leading the Way | Headroom (MW) | 16.4521 | 15.8057 | 15.4563 | 15.0165 | 14.0711 | 13.3273 | 12.5215 | 11.7366 | 10.9831 | 10.1701 | 9.4785 | 8.9121 | 8.4025 | 7.9792 | 4.7766 | 3.7421 | 3.0252
Ocker Hill 132kV | Ocker Hill B 132/33/11kVDUMMY | Primary Substation | 11 | System Transformation | Headroom (MW) | 16.4521 | 16.1054 | 16.0805 | 15.9857 | 15.4437 | 15.2799 | 15.091 | 14.9056 | 14.5086 | 14.0163 | 13.4944 | 13.0184 | 12.6865 | 12.4912 | 8.9657 | 7.898 | 7.0584
Ocker Hill 132kV | OCKER HILL B 132kV S STN | Bulk Supply Point | 11 | Best View | Headroom (MW) | 39.2259 | 39.2259 | 39.2259 | 39.2259 | 39.2259 | 39.2259 | 39.2259 | 39.2259 | 39.2259 | 39.2259 | 39.2259 | 22.0955 | 6.61 | 0 | 0 | 0 | 0
Ocker Hill 132kV | OCKER HILL B 132kV S STN | Bulk Supply Point | 11 | Consumer Transformation | Headroom (MW) | 39.2259 | 39.2259 | 39.2259 | 39.2259 | 39.2259 | 39.2259 | 39.2259 | 18.509 | 0 | 0 | 0 | 0 | 0 | 0 | 0 | 0 | 0
Ocker Hill 132kV | OCKER HILL B 132kV S STN | Bulk Supply Point | 11 | Falling Short | Headroom (MW) | 39.2259 | 39.2259 | 39.2259 | 39.2259 | 39.2259 | 39.2259 | 39.2259 | 39.2259 | 39.2259 | 39.2259 | 39.2259 | 39.2259 | 39.2259 | 39.2259 | 0 | 0 | 0
Ocker Hill 132kV | OCKER HILL B 132kV S STN | Bulk Supply Point | 11 | Leading the Way | Headroom (MW) | 39.2259 | 39.2259 | 39.2259 | 39.2259 | 39.2259 | 39.2259 | 35.6663 | 15.2454 | 0 | 0 | 0 | 0 | 0 | 0 | 0 | 0 | 0
Ocker Hill 132kV | OCKER HILL B 132kV S STN | Bulk Supply Point | 11 | System Transformation | Headroom (MW) | 39.2259 | 39.2259 | 39.2259 | 39.2259 | 39.2259 | 39.2259 | 39.2259 | 39.2259 | 39.2259 | 39.2259 | 39.2259 | 39.2259 | 36.7499 | 34.4846 | 0 | 0 | 0
Oldbury 132kV | Oldbury B 11kV | Primary Substation | 11 | Best View | Headroom (MW) | 30.2087 | 29.9976 | 30.1364 | 30.2507 | 30.2788 | 30.2773 | 29.8939 | 29.4908 | 29.045 | 28.5619 | 28.0691 | 27.6121 | 27.164 | 26.7178 | 23.0628 | 21.2576 | 21.0683
Oldbury 132kV | Oldbury B 11kV | Primary Substation | 11 | Consumer Transformation | Headroom (MW) | 30.2087 | 29.9128 | 29.9259 | 29.8878 | 29.7066 | 29.5216 | 28.9162 | 28.3734 | 27.7181 | 26.9018 | 26.1869 | 25.6316 | 25.0408 | 24.5119 | 20.2865 | 18.529 | 18.5091
Oldbury 132kV | Oldbury B 11kV | Primary Substation | 11 | Falling Short | Headroom (MW) | 30.2087 | 30.0033 | 30.1388 | 30.274 | 30.3122 | 30.3444 | 30.3606 | 30.3736 | 30.3453 | 30.2768 | 30.2036 | 30.113 | 29.6417 | 29.199 | 26.0521 | 22.566 | 20.0439
Oldbury 132kV | Oldbury B 11kV | Primary Substation | 11 | Leading the Way | Headroom (MW) | 30.2087 | 29.814 | 29.745 | 29.6467 | 29.4795 | 28.9703 | 28.3742 | 27.716 | 27.0494 | 26.3517 | 25.7144 | 25.1345 | 24.2929 | 23.5236 | 19.9218 | 18.8826 | 18.7836
Oldbury 132kV | Oldbury B 11kV | Primary Substation | 11 | System Transformation | Headroom (MW) | 30.2087 | 29.9986 | 30.1514 | 30.2846 | 30.3527 | 30.4035 | 30.4217 | 30.4165 | 30.0134 | 29.5647 | 29.0653 | 28.5645 | 28.1063 | 27.7158 | 23.8991 | 23.198 | 22.9697
Oldbury 132kV | Oldbury B 132kV | Bulk Supply Point | 11 | Best View | Headroom (MW) | 81.1874 | 80.4456 | 80.9332 | 81.3352 | 81.4354 | 81.4307 | 80.0731 | 78.6334 | 77.0346 | 75.2991 | 73.5278 | 71.885 | 70.2748 | 68.6725 | 55.6354 | 49.1979 | 48.4821
Oldbury 132kV | Oldbury B 132kV | Bulk Supply Point | 11 | Consumer Transformation | Headroom (MW) | 81.1874 | 80.1482 | 80.1949 | 80.0601 | 79.417 | 78.7558 | 76.5923 | 74.6459 | 72.2968 | 69.3743 | 66.8164 | 64.8289 | 62.7172 | 60.8277 | 45.8108 | 39.5587 | 39.4476
Oldbury 132kV | Oldbury B 132kV | Bulk Supply Point | 11 | Falling Short | Headroom (MW) | 81.1874 | 80.4655 | 80.9417 | 81.4168 | 81.5524 | 81.6663 | 81.7233 | 81.7683 | 81.6657 | 81.4188 | 81.1529 | 80.8228 | 79.1287 | 77.5333 | 66.2429 | 53.8253 | 44.8646
Oldbury 132kV | Oldbury B 132kV | Bulk Supply Point | 11 | Leading the Way | Headroom (MW) | 81.1874 | 79.8013 | 79.5577 | 79.208 | 78.6111 | 76.7931 | 74.6583 | 72.2998 | 69.9113 | 67.4141 | 65.1346 | 63.0611 | 60.0608 | 57.3203 | 44.5215 | 40.8074 | 40.4164
Oldbury 132kV | Oldbury B 132kV | Bulk Supply Point | 11 | System Transformation | Headroom (MW) | 81.1874 | 80.4491 | 80.9858 | 81.4537 | 81.6941 | 81.8737 | 81.9385 | 81.9196 | 80.4876 | 78.8816 | 77.0879 | 75.2868 | 73.6378 | 72.2315 | 58.599 | 56.0618 | 55.2016
Iron Acton 132kV | OXBRIDGE 33 11kV S STN | Primary Substation | 11 | Best View | Headroom (MW) | 8.4167 | 8.1498 | 8.1066 | 8.0694 | 7.9439 | 7.7897 | 7.5958 | 7.395 | 7.2053 | 7.0915 | 7.0567 | 7.1149 | 7.2544 | 7.4435 | 0 | 0 | 0
Iron Acton 132kV | OXBRIDGE 33 11kV S STN | Primary Substation | 11 | Consumer Transformation | Headroom (MW) | 8.4167 | 8.0696 | 7.9382 | 7.7849 | 7.5215 | 7.2408 | 6.8829 | 6.5908 | 4.0912 | 0 | 0 | 0 | 0 | 0 | 0 | 0 | 0
Iron Acton 132kV | OXBRIDGE 33 11kV S STN | Primary Substation | 11 | Falling Short | Headroom (MW) | 8.4167 | 8.1603 | 8.145 | 8.144 | 8.0767 | 8.0176 | 7.9206 | 7.8283 | 7.7008 | 7.5034 | 7.2991 | 7.0824 | 6.8731 | 6.6845 | 0 | 0 | 0
Iron Acton 132kV | OXBRIDGE 33 11kV S STN | Primary Substation | 11 | Leading the Way | Headroom (MW) | 8.4167 | 7.9816 | 7.7999 | 7.5952 | 7.3351 | 7.0516 | 6.7146 | 6.3539 | 4.3849 | 0.91573 | 0 | 0 | 0 | 0 | 0 | 0 | 0
Iron Acton 132kV | OXBRIDGE 33 11kV S STN | Primary Substation | 11 | System Transformation | Headroom (MW) | 8.4167 | 8.134 | 8.0964 | 8.0662 | 7.9849 | 7.8986 | 7.771 | 7.3887 | 7.1954 | 7.0167 | 6.8308 | 6.6655 | 6.5515 | 5.9434 | 0 | 0 | 0
Penn 132kV | PATTINGHAM 33 11kV S STN | Primary Substation | 11 | Best View | Headroom (MW) | 19.3613 | 18.5775 | 18.2257 | 17.825 | 17.2444 | 16.2471 | 15.2633 | 14.2558 | 13.3119 | 12.4793 | 11.6224 | 10.8873 | 9.9244 | 9.0375 | 2.7732 | 0 | 0
Penn 132kV | PATTINGHAM 33 11kV S STN | Primary Substation | 11 | Consumer Transformation | Headroom (MW) | 19.3613 | 18.4456 | 17.8174 | 17.1648 | 16.277 | 15.376 | 13.9913 | 12.7283 | 11.4879 | 10.2626 | 6.3437 | 3.0257 | 0 | 0 | 0 | 0 | 0
Penn 132kV | PATTINGHAM 33 11kV S STN | Primary Substation | 11 | Falling Short | Headroom (MW) | 19.3613 | 18.6382 | 18.3682 | 18.0623 | 17.6501 | 17.2112 | 16.7392 | 16.2646 | 15.8743 | 15.334 | 14.8227 | 14.2619 | 13.72 | 13.2823 | 6.3343 | 0 | 0
Penn 132kV | PATTINGHAM 33 11kV S STN | Primary Substation | 11 | Leading the Way | Headroom (MW) | 19.3613 | 18.2386 | 17.5476 | 16.7504 | 15.8677 | 14.5411 | 13.1679 | 11.7396 | 10.348 | 8.7845 | 4.6657 | 2.0969 | 0 | 0 | 0 | 0 | 0
Penn 132kV | PATTINGHAM 33 11kV S STN | Primary Substation | 11 | System Transformation | Headroom (MW) | 19.3613 | 18.5507 | 18.1436 | 17.768 | 17.247 | 16.5416 | 15.9815 | 15.3348 | 14.8047 | 13.8014 | 13.0271 | 12.3424 | 11.6986 | 11.3313 | 1.6111 | 0 | 0
Bustleholm 132kV | Perry Barr 132/11kVDUMMY | Primary Substation | 11 | Best View | Headroom (MW) | 20.0885 | 19.0052 | 18.6488 | 18.5297 | 18.193 | 17.5511 | 16.8352 | 15.8959 | 15.3517 | 14.807 | 14.3007 | 13.9393 | 13.4992 | 13.1582 | 7.3593 | 3.3908 | 0.22259
Bustleholm 132kV | Perry Barr 132/11kVDUMMY | Primary Substation | 11 | Consumer Transformation | Headroom (MW) | 20.0885 | 18.7678 | 17.9806 | 17.4062 | 16.2587 | 15.1648 | 13.5802 | 12.2329 | 10.8355 | 8.9644 | 7.5749 | 6.7682 | 5.9774 | 5.4581 | 0 | 0 | 0
Bustleholm 132kV | Perry Barr 132/11kVDUMMY | Primary Substation | 11 | Falling Short | Headroom (MW) | 20.0885 | 19.1052 | 18.8691 | 18.8427 | 18.6127 | 18.3716 | 18.0852 | 17.7569 | 17.4818 | 16.9354 | 16.3863 | 15.8224 | 15.0583 | 14.3818 | 8.1052 | 2.4676 | 0
Bustleholm 132kV | Perry Barr 132/11kVDUMMY | Primary Substation | 11 | Leading the Way | Headroom (MW) | 20.0885 | 18.3645 | 17.2725 | 16.4064 | 15.2937 | 13.8658 | 12.3356 | 10.5451 | 9.2098 | 7.8294 | 6.7418 | 6.0508 | 5.4933 | 5.1962 | 0 | 0 | 0
Bustleholm 132kV | Perry Barr 132/11kVDUMMY | Primary Substation | 11 | System Transformation | Headroom (MW) | 20.0885 | 18.9796 | 18.5472 | 18.4154 | 18.1847 | 17.9355 | 17.6083 | 16.7425 | 16.1553 | 15.4657 | 14.7262 | 14.0886 | 13.6613 | 13.3461 | 6.2762 | 4.0599 | 1.9747
Feckenham 66kV | PERSHORE 66 11kV S STN | Primary Substation | 11 | Best View | Headroom (MW) | 17.314 | 17.1724 | 17.0307 | 17.0226 | 16.9331 | 16.4356 | 16.1129 | 15.7709 | 15.2303 | 14.8707 | 14.5082 | 14.1594 | 13.5942 | 13.0528 | 4.1237 | 0 | 0
Feckenham 66kV | PERSHORE 66 11kV S STN | Primary Substation | 11 | Consumer Transformation | Headroom (MW) | 17.314 | 17.0874 | 16.8328 | 16.6785 | 16.4557 | 16.0781 | 15.5528 | 15.0842 | 14.3252 | 10.4012 | 6.9878 | 4.125 | 1.1735 | 0 | 0 | 0 | 0
Feckenham 66kV | PERSHORE 66 11kV S STN | Primary Substation | 11 | Falling Short | Headroom (MW) | 17.314 | 17.1609 | 17.0498 | 17.028 | 16.9287 | 16.6906 | 16.5873 | 16.4752 | 16.2463 | 16.0488 | 15.8475 | 15.648 | 15.2152 | 14.7911 | 4.3341 | 0 | 0
Feckenham 66kV | PERSHORE 66 11kV S STN | Primary Substation | 11 | Leading the Way | Headroom (MW) | 17.314 | 17.0273 | 16.7296 | 16.531 | 16.2952 | 15.6327 | 15.1361 | 14.6001 | 13.8636 | 12.7883 | 10.2608 | 8.1457 | 5.6627 | 3.4818 | 0 | 0 | 0
Feckenham 66kV | PERSHORE 66 11kV S STN | Primary Substation | 11 | System Transformation | Headroom (MW) | 17.314 | 17.1333 | 16.9692 | 16.9199 | 16.8231 | 16.5829 | 16.4564 | 16.0935 | 15.4988 | 15.0803 | 14.6391 | 14.1967 | 13.7831 | 12.7066 | 0 | 0 | 0
Bishops Wood 132kV | PETERCHURCH 66 11kV S STN | Primary Substation | 11 | Best View | Headroom (MW) | 25.7126 | 25.6303 | 25.6215 | 25.6037 | 25.5401 | 25.4833 | 18.9608 | 12.0549 | 5.3089 | 0 | 0 | 0 | 0 | 0 | 0 | 0 | 0
Bishops Wood 132kV | PETERCHURCH 66 11kV S STN | Primary Substation | 11 | Consumer Transformation | Headroom (MW) | 25.7126 | 25.5557 | 25.4442 | 22.1629 | 14.9891 | 8.0733 | 0 | 0 | 0 | 0 | 0 | 0 | 0 | 0 | 0 | 0 | 0
Bishops Wood 132kV | PETERCHURCH 66 11kV S STN | Primary Substation | 11 | Falling Short | Headroom (MW) | 25.7126 | 25.6111 | 25.579 | 25.5466 | 25.4498 | 25.3801 | 21.9655 | 18.4638 | 14.6678 | 9.4595 | 4.6163 | 0 | 0 | 0 | 0 | 0 | 0
Bishops Wood 132kV | PETERCHURCH 66 11kV S STN | Primary Substation | 11 | Leading the Way | Headroom (MW) | 25.7126 | 25.5293 | 23.4618 | 17.5389 | 10.5644 | 0 | 0 | 0 | 0 | 0 | 0 | 0 | 0 | 0 | 0 | 0 | 0
Bishops Wood 132kV | PETERCHURCH 66 11kV S STN | Primary Substation | 11 | System Transformation | Headroom (MW) | 25.7126 | 25.5769 | 25.5049 | 25.4256 | 25.2636 | 20.6238 | 15.8575 | 9.7487 | 1.4399 | 0 | 0 | 0 | 0 | 0 | 0 | 0 | 0
Bishops Wood 132kV | PONTRILAS 66 11kV S STN | Primary Substation | 11 | Best View | Headroom (MW) | 10.1637 | 10.0127 | 10.0378 | 10.0502 | 10.0166 | 9.9635 | 9.1999 | 8.4233 | 5.234 | 0 | 0 | 0 | 0 | 0 | 0 | 0 | 0
Bishops Wood 132kV | PONTRILAS 66 11kV S STN | Primary Substation | 11 | Consumer Transformation | Headroom (MW) | 10.1637 | 9.9106 | 9.7923 | 9.6535 | 9.515 | 7.9593 | 0 | 0 | 0 | 0 | 0 | 0 | 0 | 0 | 0 | 0 | 0
Bishops Wood 132kV | PONTRILAS 66 11kV S STN | Primary Substation | 11 | Falling Short | Headroom (MW) | 10.1637 | 9.9882 | 9.9938 | 9.9814 | 9.8974 | 9.8462 | 9.7897 | 9.7023 | 9.6057 | 9.3259 | 4.5511 | 0 | 0 | 0 | 0 | 0 | 0
Bishops Wood 132kV | PONTRILAS 66 11kV S STN | Primary Substation | 11 | Leading the Way | Headroom (MW) | 10.1637 | 9.8677 | 9.7553 | 9.5986 | 9.4611 | 0 | 0 | 0 | 0 | 0 | 0 | 0 | 0 | 0 | 0 | 0 | 0
Bishops Wood 132kV | PONTRILAS 66 11kV S STN | Primary Substation | 11 | System Transformation | Headroom (MW) | 10.1637 | 9.9268 | 9.8786 | 9.8332 | 9.713 | 9.1444 | 9.027 | 8.8624 | 1.4196 | 0 | 0 | 0 | 0 | 0 | 0 | 0 | 0
Bishops Wood 132kV | PRESTEIGNE 66 11kV S STN | Primary Substation | 11 | Best View | Headroom (MW) | 20.4247 | 20.3075 | 20.3467 | 20.3736 | 20.3688 | 20.3671 | 20.3662 | 14.1123 | 6.215 | 0 | 0 | 0 | 0 | 0 | 0 | 0 | 0
Bishops Wood 132kV | PRESTEIGNE 66 11kV S STN | Primary Substation | 11 | Consumer Transformation | Headroom (MW) | 20.4247 | 20.2703 | 20.244 | 20.2053 | 17.5474 | 9.4512 | 0 | 0 | 0 | 0 | 0 | 0 | 0 | 0 | 0 | 0 | 0
Bishops Wood 132kV | PRESTEIGNE 66 11kV S STN | Primary Substation | 11 | Falling Short | Headroom (MW) | 20.4247 | 20.3128 | 20.3535 | 20.3811 | 20.3666 | 20.3558 | 20.3474 | 20.3279 | 17.1711 | 11.0739 | 5.4041 | 0 | 0 | 0 | 0 | 0 | 0
Bishops Wood 132kV | PRESTEIGNE 66 11kV S STN | Primary Substation | 11 | Leading the Way | Headroom (MW) | 20.4247 | 20.2311 | 20.1898 | 20.1214 | 12.3675 | 0 | 0 | 0 | 0 | 0 | 0 | 0 | 0 | 0 | 0 | 0 | 0
Bishops Wood 132kV | PRESTEIGNE 66 11kV S STN | Primary Substation | 11 | System Transformation | Headroom (MW) | 20.4247 | 20.2941 | 20.3191 | 20.3323 | 20.3197 | 20.3118 | 18.564 | 11.4125 | 1.6857 | 0 | 0 | 0 | 0 | 0 | 0 | 0 | 0
Ironbridge & Shrewsbury 132kV | PRIESTWESTON 33 11kV S STN | Primary Substation | 11 | Best View | Headroom (MW) | 0 | 0 | 0 | 0 | 0 | 0 | 0 | 0 | 0 | 0 | 0 | 0 | 0 | 0 | 0 | 0 | 0
Ironbridge & Shrewsbury 132kV | PRIESTWESTON 33 11kV S STN | Primary Substation | 11 | Consumer Transformation | Headroom (MW) | 0 | 0 | 0 | 0 | 0 | 0 | 0 | 0 | 0 | 0 | 0 | 0 | 0 | 0 | 0 | 0 | 0
Ironbridge & Shrewsbury 132kV | PRIESTWESTON 33 11kV S STN | Primary Substation | 11 | Falling Short | Headroom (MW) | 0 | 0 | 0 | 0 | 0 | 0 | 0 | 0 | 0 | 0 | 0 | 0 | 0 | 0 | 0 | 0 | 0
Ironbridge & Shrewsbury 132kV | PRIESTWESTON 33 11kV S STN | Primary Substation | 11 | Leading the Way | Headroom (MW) | 0 | 0 | 0 | 0 | 0 | 0 | 0 | 0 | 0 | 0 | 0 | 0 | 0 | 0 | 0 | 0 | 0
Ironbridge & Shrewsbury 132kV | PRIESTWESTON 33 11kV S STN | Primary Substation | 11 | System Transformation | Headroom (MW) | 0 | 0 | 0 | 0 | 0 | 0 | 0 | 0 | 0 | 0 | 0 | 0 | 0 | 0 | 0 | 0 | 0
Port Ham 132kV | PRINCESS ROYAL 33 11kV S STN | Primary Substation | 11 | Best View | Headroom (MW) | 4.9951 | 4.6797 | 0 | 0 | 0 | 0 | 0 | 0 | 0 | 0 | 0 | 0 | 0 | 0 | 0 | 0 | 0
Port Ham 132kV | PRINCESS ROYAL 33 11kV S STN | Primary Substation | 11 | Consumer Transformation | Headroom (MW) | 4.9951 | 4.5456 | 0 | 0 | 0 | 0 | 0 | 0 | 0 | 0 | 0 | 0 | 0 | 0 | 0 | 0 | 0
Port Ham 132kV | PRINCESS ROYAL 33 11kV S STN | Primary Substation | 11 | Falling Short | Headroom (MW) | 4.9951 | 4.6842 | 3.7785 | 0 | 0 | 0 | 0 | 0 | 0 | 0 | 0 | 0 | 0 | 0 | 0 | 0 | 0
Port Ham 132kV | PRINCESS ROYAL 33 11kV S STN | Primary Substation | 11 | Leading the Way | Headroom (MW) | 4.9951 | 4.4617 | 0 | 0 | 0 | 0 | 0 | 0 | 0 | 0 | 0 | 0 | 0 | 0 | 0 | 0 | 0
Port Ham 132kV | PRINCESS ROYAL 33 11kV S STN | Primary Substation | 11 | System Transformation | Headroom (MW) | 4.9951 | 4.6076 | 0.32567 | 0 | 0 | 0 | 0 | 0 | 0 | 0 | 0 | 0 | 0 | 0 | 0 | 0 | 0
Bishops Wood 132kV | QUATT 33 11kV S STN | Primary Substation | 11 | Best View | Headroom (MW) | 9.6056 | 9.4398 | 9.4598 | 9.3931 | 9.2564 | 9.1119 | 8.9533 | 8.8132 | 8.6796 | 8.5365 | 8.416 | 8.3513 | 8.361 | 8.4494 | 6.3683 | 5.2614 | 4.1403
Bishops Wood 132kV | QUATT 33 11kV S STN | Primary Substation | 11 | Consumer Transformation | Headroom (MW) | 9.6056 | 9.3882 | 9.2128 | 8.8558 | 8.2951 | 7.7496 | 7.1446 | 6.6824 | 6.0339 | 5.2851 | 4.7545 | 4.516 | 4.2828 | 3.6301 | 0 | 0 | 0
Bishops Wood 132kV | QUATT 33 11kV S STN | Primary Substation | 11 | Falling Short | Headroom (MW) | 9.6056 | 9.4389 | 9.466 | 9.4417 | 9.3614 | 9.2707 | 9.1353 | 8.9858 | 8.7964 | 8.4471 | 8.1046 | 7.7429 | 7.3983 | 7.1195 | 3.4343 | 0.72182 | 0
Bishops Wood 132kV | QUATT 33 11kV S STN | Primary Substation | 11 | Leading the Way | Headroom (MW) | 9.6056 | 9.3011 | 8.9483 | 8.4819 | 7.9227 | 7.3428 | 6.7777 | 6.2005 | 5.4172 | 4.95 | 4.5974 | 4.4249 | 4.443 | 4.5618 | 2.2941 | 0 | 0
Bishops Wood 132kV | QUATT 33 11kV S STN | Primary Substation | 11 | System Transformation | Headroom (MW) | 9.6056 | 9.4277 | 9.4261 | 9.3694 | 9.1626 | 8.9708 | 8.3792 | 8.1354 | 7.7716 | 7.4761 | 6.5453 | 5.8714 | 5.6972 | 5.7404 | 1.6339 | 0 | 0
Bishops Wood 132kV | REDDITCH NORTH 66 11kV S STN | Primary Substation | 11 | Best View | Headroom (MW) | 30.2216 | 30.0044 | 29.9309 | 29.9091 | 29.8115 | 29.6503 | 24.841 | 15.7934 | 6.9553 | 0 | 0 | 0 | 0 | 0 | 0 | 0 | 0
Bishops Wood 132kV | REDDITCH NORTH 66 11kV S STN | Primary Substation | 11 | Consumer Transformation | Headroom (MW) | 30.2216 | 29.9172 | 29.7082 | 29.0362 | 19.6377 | 10.577 | 0 | 0 | 0 | 0 | 0 | 0 | 0 | 0 | 0 | 0 | 0
Bishops Wood 132kV | REDDITCH NORTH 66 11kV S STN | Primary Substation | 11 | Falling Short | Headroom (MW) | 30.2216 | 29.995 | 29.9339 | 29.9078 | 29.7992 | 29.6307 | 28.7776 | 24.1899 | 19.2166 | 12.3931 | 6.0479 | 0 | 0 | 0 | 0 | 0 | 0
Bishops Wood 132kV | REDDITCH NORTH 66 11kV S STN | Primary Substation | 11 | Leading the Way | Headroom (MW) | 30.2216 | 29.8315 | 29.5567 | 22.9781 | 13.8407 | 0 | 0 | 0 | 0 | 0 | 0 | 0 | 0 | 0 | 0 | 0 | 0
Bishops Wood 132kV | REDDITCH NORTH 66 11kV S STN | Primary Substation | 11 | System Transformation | Headroom (MW) | 30.2216 | 29.9743 | 29.8768 | 29.8353 | 29.7201 | 27.0197 | 20.7754 | 12.772 | 1.8865 | 0 | 0 | 0 | 0 | 0 | 0 | 0 | 0
Feckenham 66kV | REDDITCH SOUTH 66 11kV S STN | Primary Substation | 11 | Best View | Headroom (MW) | 40.3271 | 39.9454 | 39.8281 | 39.6693 | 39.3715 | 39.0261 | 38.6324 | 38.1891 | 37.7333 | 37.2661 | 36.8476 | 36.6093 | 36.5167 | 36.5105 | 33.9493 | 32.5839 | 31.8936
Feckenham 66kV | REDDITCH SOUTH 66 11kV S STN | Primary Substation | 11 | Consumer Transformation | Headroom (MW) | 40.3271 | 39.8141 | 39.4996 | 39.0466 | 38.2736 | 37.4496 | 36.4435 | 35.4984 | 34.3501 | 32.939 | 31.7313 | 30.8831 | 30.1629 | 29.6194 | 25.1082 | 23.2121 | 22.8333
Feckenham 66kV | REDDITCH SOUTH 66 11kV S STN | Primary Substation | 11 | Falling Short | Headroom (MW) | 40.3271 | 39.9664 | 39.8885 | 39.7609 | 39.4811 | 39.1809 | 38.8416 | 38.4544 | 38.0231 | 37.4484 | 36.8855 | 36.342 | 35.8501 | 35.3916 | 31.2105 | 27.6673 | 24.8275
Feckenham 66kV | REDDITCH SOUTH 66 11kV S STN | Primary Substation | 11 | Leading the Way | Headroom (MW) | 40.3271 | 39.627 | 39.1549 | 38.5558 | 37.7532 | 36.8661 | 35.8552 | 34.7341 | 33.5667 | 32.4646 | 31.4951 | 30.8884 | 30.6639 | 30.5876 | 28.052 | 27.1128 | 26.2913
Feckenham 66kV | REDDITCH SOUTH 66 11kV S STN | Primary Substation | 11 | System Transformation | Headroom (MW) | 40.3271 | 39.9516 | 39.8408 | 39.6496 | 39.3636 | 39.0178 | 38.602 | 38.0816 | 37.4873 | 36.8577 | 36.1677 | 35.6051 | 35.1842 | 35.0073 | 30.522 | 29.2015 | 27.8156
Kitwell 132kV | Rednal 132/11kV | Primary Substation | 11 | Best View | Headroom (MW) | 16.0761 | 15.1564 | 14.6798 | 14.2486 | 13.6806 | 12.7072 | 11.6936 | 10.4361 | 9.7248 | 9.1048 | 8.5 | 7.9877 | 6.7225 | 6.0296 | 0.67273 | 0 | 0
Kitwell 132kV | Rednal 132/11kV | Primary Substation | 11 | Consumer Transformation | Headroom (MW) | 16.0761 | 15.0461 | 14.3158 | 13.7045 | 12.7059 | 11.7679 | 10.2381 | 8.8884 | 7.6778 | 6.2294 | 5.0589 | 4.2569 | 3.3998 | 2.6926 | 0 | 0 | 0
Kitwell 132kV | Rednal 132/11kV | Primary Substation | 11 | Falling Short | Headroom (MW) | 16.0761 | 15.2768 | 14.9467 | 14.6718 | 14.2522 | 13.7998 | 13.2923 | 12.8224 | 12.4649 | 11.9375 | 11.394 | 10.8363 | 10.3105 | 9.8569 | 4.7879 | 0 | 0
Kitwell 132kV | Rednal 132/11kV | Primary Substation | 11 | Leading the Way | Headroom (MW) | 16.0761 | 14.786 | 13.9469 | 13.1358 | 12.1137 | 10.6717 | 9.173 | 7.38 | 6.1808 | 5.0891 | 4.164 | 3.4631 | 2.1163 | 1.4263 | 0 | 0 | 0
Kitwell 132kV | Rednal 132/11kV | Primary Substation | 11 | System Transformation | Headroom (MW) | 16.0761 | 15.1649 | 14.65 | 14.3107 | 13.7818 | 13.041 | 12.4441 | 11.7947 | 10.8906 | 10.4937 | 9.6829 | 8.9358 | 8.2698 | 7.8188 | 1.7493 | 0 | 0
Bishops Wood 132kV | ROSS ON WYE 66 11kV S STN | Primary Substation | 11 | Best View | Headroom (MW) | 10.8356 | 10.5428 | 10.4968 | 10.4252 | 10.2339 | 10.0298 | 9.4889 | 8.9558 | 5.1293 | 0 | 0 | 0 | 0 | 0 | 0 | 0 | 0
Bishops Wood 132kV | ROSS ON WYE 66 11kV S STN | Primary Substation | 11 | Consumer Transformation | Headroom (MW) | 10.8356 | 10.3071 | 9.9561 | 9.5001 | 8.9118 | 7.8001 | 0 | 0 | 0 | 0 | 0 | 0 | 0 | 0 | 0 | 0 | 0
Bishops Wood 132kV | ROSS ON WYE 66 11kV S STN | Primary Substation | 11 | Falling Short | Headroom (MW) | 10.8356 | 10.4913 | 10.3997 | 10.2732 | 9.9613 | 9.6966 | 9.4414 | 9.1834 | 8.9149 | 8.5621 | 4.46 | 0 | 0 | 0 | 0 | 0 | 0
Bishops Wood 132kV | ROSS ON WYE 66 11kV S STN | Primary Substation | 11 | Leading the Way | Headroom (MW) | 10.8356 | 10.1543 | 9.6729 | 9.09 | 8.5261 | 0 | 0 | 0 | 0 | 0 | 0 | 0 | 0 | 0 | 0 | 0 | 0
Bishops Wood 132kV | ROSS ON WYE 66 11kV S STN | Primary Substation | 11 | System Transformation | Headroom (MW) | 10.8356 | 10.4312 | 10.2564 | 10.0436 | 9.7082 | 9.3978 | 9.098 | 8.5481 | 1.3912 | 0 | 0 | 0 | 0 | 0 | 0 | 0 | 0
Port Ham 132kV | ROTOL 33 11kV S STN | Primary Substation | 11 | Best View | Headroom (MW) | 22.09 | 19.6854 | 12.3746 | 10.8692 | 9.2012 | 8.3457 | 6.917 | 6.3021 | 4.6814 | 3.5161 | 2.1982 | 1.8768 | 1.6839 | 1.6337 | 0 | 0 | 0
Port Ham 132kV | ROTOL 33 11kV S STN | Primary Substation | 11 | Consumer Transformation | Headroom (MW) | 22.09 | 19.5003 | 11.9177 | 10.0783 | 7.8259 | 6.4667 | 4.3744 | 3.2317 | 0.93563 | 0 | 0 | 0 | 0 | 0 | 0 | 0 | 0
Port Ham 132kV | ROTOL 33 11kV S STN | Primary Substation | 11 | Falling Short | Headroom (MW) | 22.09 | 20.0378 | 13.2584 | 11.8456 | 10.4355 | 9.5038 | 8.1707 | 7.4505 | 6.2253 | 4.9617 | 3.6782 | 2.6734 | 1.7721 | 1.0118 | 0 | 0 | 0
Port Ham 132kV | ROTOL 33 11kV S STN | Primary Substation | 11 | Leading the Way | Headroom (MW) | 22.09 | 19.1594 | 11.432 | 9.2116 | 6.9079 | 5.3056 | 3.1757 | 1.9554 | 0 | 0 | 0 | 0 | 0 | 0 | 0 | 0 | 0
Port Ham 132kV | ROTOL 33 11kV S STN | Primary Substation | 11 | System Transformation | Headroom (MW) | 22.09 | 19.6108 | 12.2025 | 10.6076 | 8.8307 | 7.9334 | 6.451 | 5.7527 | 4.0021 | 2.6517 | 1.115 | 0.58749 | 0.18369 | 0.081384 | 0 | 0 | 0
Ironbridge & Shrewsbury 132kV | ROUSHILL 33 11kV S STN | Primary Substation | 11 | Best View | Headroom (MW) | 24.7674 | 24.6747 | 24.8168 | 24.9609 | 25.0025 | 25.0271 | 25.0214 | 24.9775 | 24.9144 | 24.8893 | 24.3222 | 24.3001 | 23.7542 | 23.7226 | 0 | 0 | 0
Ironbridge & Shrewsbury 132kV | ROUSHILL 33 11kV S STN | Primary Substation | 11 | Consumer Transformation | Headroom (MW) | 24.7674 | 24.5546 | 24.5229 | 24.4303 | 24.2093 | 23.9674 | 23.587 | 23.2796 | 22.8329 | 11.687 | 0 | 0 | 0 | 0 | 0 | 0 | 0
Ironbridge & Shrewsbury 132kV | ROUSHILL 33 11kV S STN | Primary Substation | 11 | Falling Short | Headroom (MW) | 24.7674 | 24.6416 | 24.7688 | 24.8936 | 24.9058 | 24.9126 | 24.8888 | 24.8428 | 24.7583 | 24.6546 | 24.0041 | 23.8456 | 23.1617 | 23.0191 | 0 | 0 | 0
Ironbridge & Shrewsbury 132kV | ROUSHILL 33 11kV S STN | Primary Substation | 11 | Leading the Way | Headroom (MW) | 24.7674 | 24.4406 | 24.3238 | 24.1557 | 23.9577 | 23.7345 | 23.4219 | 23.0326 | 22.1994 | 0 | 0 | 0 | 0 | 0 | 0 | 0 | 0
Ironbridge & Shrewsbury 132kV | ROUSHILL 33 11kV S STN | Primary Substation | 11 | System Transformation | Headroom (MW) | 24.7674 | 24.6743 | 24.8171 | 24.941 | 25.0138 | 25.0407 | 25.0281 | 24.9706 | 24.8636 | 24.7592 | 24.6233 | 24.4832 | 18.7391 | 7.7539 | 0 | 0 | 0
Ironbridge & Shrewsbury 132kV | ROWTON 33 11kV S STN | Primary Substation | 11 | Best View | Headroom (MW) | 0 | 0 | 0 | 0 | 0 | 0 | 0 | 0 | 0 | 0 | 0 | 0 | 0 | 0 | 0 | 0 | 0
Ironbridge & Shrewsbury 132kV | ROWTON 33 11kV S STN | Primary Substation | 11 | Consumer Transformation | Headroom (MW) | 0 | 0 | 0 | 0 | 0 | 0 | 0 | 0 | 0 | 0 | 0 | 0 | 0 | 0 | 0 | 0 | 0
Ironbridge & Shrewsbury 132kV | ROWTON 33 11kV S STN | Primary Substation | 11 | Falling Short | Headroom (MW) | 0 | 0 | 0 | 0 | 0 | 0 | 0 | 0 | 0 | 0 | 0 | 0 | 0 | 0 | 0 | 0 | 0
Ironbridge & Shrewsbury 132kV | ROWTON 33 11kV S STN | Primary Substation | 11 | Leading the Way | Headroom (MW) | 0 | 0 | 0 | 0 | 0 | 0 | 0 | 0 | 0 | 0 | 0 | 0 | 0 | 0 | 0 | 0 | 0
Ironbridge & Shrewsbury 132kV | ROWTON 33 11kV S STN | Primary Substation | 11 | System Transformation | Headroom (MW) | 0 | 0 | 0 | 0 | 0 | 0 | 0 | 0 | 0 | 0 | 0 | 0 | 0 | 0 | 0 | 0 | 0
Rugeley 132kV | RUGELEY TOWN 132 11kV S STN | Primary Substation | 11 | Best View | Headroom (MW) | 23.9941 | 23.4004 | 23.4485 | 23.1108 | 22.8716 | 22.0385 | 21.2058 | 20.3899 | 19.4509 | 18.5691 | 17.7435 | 17.0065 | 15.9731 | 15.0459 | 7.8984 | 3.8791 | 1.0464
Rugeley 132kV | RUGELEY TOWN 132 11kV S STN | Primary Substation | 11 | Consumer Transformation | Headroom (MW) | 23.9941 | 23.0908 | 22.6807 | 21.8934 | 20.912 | 19.7819 | 18.1621 | 16.7663 | 14.9308 | 12.8345 | 11.095 | 9.8765 | 8.6246 | 7.5635 | 0 | 0 | 0
Rugeley 132kV | RUGELEY TOWN 132 11kV S STN | Primary Substation | 11 | Falling Short | Headroom (MW) | 23.9941 | 23.3877 | 23.416 | 23.2256 | 22.982 | 22.6689 | 22.3705 | 22.0356 | 21.5704 | 20.9294 | 20.2799 | 19.6158 | 18.5469 | 17.5646 | 9.4213 | 1.8802 | 0
Rugeley 132kV | RUGELEY TOWN 132 11kV S STN | Primary Substation | 11 | Leading the Way | Headroom (MW) | 23.9941 | 22.7897 | 22.2018 | 21.19 | 20.2398 | 18.6636 | 17.0931 | 15.3626 | 13.3858 | 11.75 | 10.325 | 9.161 | 7.989 | 7.0235 | 0 | 0 | 0
Rugeley 132kV | RUGELEY TOWN 132 11kV S STN | Primary Substation | 11 | System Transformation | Headroom (MW) | 23.9941 | 23.333 | 23.3349 | 23.0771 | 22.897 | 22.5322 | 21.9349 | 21.5114 | 20.4073 | 19.4024 | 17.7661 | 16.7611 | 15.9116 | 15.3826 | 5.4201 | 1.5835 | 0
Bustleholm 132kV | Rushall 132/11kVDUMMY | Primary Substation | 11 | Best View | Headroom (MW) | 20.0568 | 19.6711 | 19.2222 | 18.588 | 17.6371 | 17.1141 | 16.3435 | 15.6378 | 14.6786 | 13.2375 | 11.7311 | 10.5291 | 9.2316 | 8.1678 | 0.17766 | 0 | 0
Bustleholm 132kV | Rushall 132/11kVDUMMY | Primary Substation | 11 | Consumer Transformation | Headroom (MW) | 20.0568 | 19.5873 | 18.9977 | 18.1836 | 17.0329 | 16.3405 | 15.3261 | 14.5137 | 13.3742 | 11.6672 | 10.0961 | 9.0305 | 7.7785 | 6.8123 | 0 | 0 | 0
Bustleholm 132kV | Rushall 132/11kVDUMMY | Primary Substation | 11 | Falling Short | Headroom (MW) | 20.0568 | 19.7538 | 19.8762 | 19.9575 | 19.8439 | 19.7451 | 19.6288 | 19.3934 | 19.0844 | 18.6002 | 18.1543 | 17.6807 | 17.1965 | 16.7527 | 12.4763 | 8.346 | 4.9635
Bustleholm 132kV | Rushall 132/11kVDUMMY | Primary Substation | 11 | Leading the Way | Headroom (MW) | 20.0568 | 19.3788 | 18.6188 | 17.6571 | 16.4217 | 15.634 | 14.7442 | 13.6346 | 12.6209 | 11.2564 | 10.0962 | 9.0785 | 8.1409 | 7.5716 | 2.8251 | 0 | 0
Bustleholm 132kV | Rushall 132/11kVDUMMY | Primary Substation | 11 | System Transformation | Headroom (MW) | 20.0568 | 19.75 | 19.8795 | 19.9404 | 19.756 | 19.4511 | 19.2035 | 18.7406 | 18.3603 | 17.6505 | 16.9947 | 16.2438 | 15.3848 | 14.8959 | 9.54 | 7.8723 | 6.767
Iron Acton 132kV | Ryeford 132/33/11kVDUMMY | Primary Substation | 11 | Best View | Headroom (MW) | 15.5156 | 15.2843 | 15.1815 | 15.0505 | 14.9504 | 14.8693 | 14.7664 | 14.6165 | 14.1811 | 13.8329 | 11.0775 | 7.1719 | 4.8455 | 2.4386 | 0 | 0 | 0
Iron Acton 132kV | Ryeford 132/33/11kVDUMMY | Primary Substation | 11 | Consumer Transformation | Headroom (MW) | 15.5156 | 15.2159 | 15.0231 | 14.7774 | 14.4906 | 14.2703 | 13.9946 | 13.2413 | 5.3943 | 0 | 0 | 0 | 0 | 0 | 0 | 0 | 0
Iron Acton 132kV | Ryeford 132/33/11kVDUMMY | Primary Substation | 11 | Falling Short | Headroom (MW) | 15.5156 | 15.2688 | 15.2013 | 15.0805 | 14.9758 | 14.8854 | 14.7922 | 14.6849 | 14.3815 | 14.0684 | 13.826 | 12.7123 | 8.5531 | 3.6846 | 0 | 0 | 0
Iron Acton 132kV | Ryeford 132/33/11kVDUMMY | Primary Substation | 11 | Leading the Way | Headroom (MW) | 15.5156 | 15.1502 | 14.9198 | 14.5956 | 13.8234 | 8.7252 | 3.4815 | 0 | 0 | 0 | 0 | 0 | 0 | 0 | 0 | 0 | 0
Iron Acton 132kV | Ryeford 132/33/11kVDUMMY | Primary Substation | 11 | System Transformation | Headroom (MW) | 15.5156 | 15.2705 | 15.1527 | 15.0074 | 14.8806 | 14.8053 | 14.7009 | 14.4966 | 8.3455 | 1.7488 | 0 | 0 | 0 | 0 | 0 | 0 | 0
Cellarhead 132kV | SCOT HAY 33 11kV S STN | Primary Substation | 11 | Best View | Headroom (MW) | 3.7007 | 3.5645 | 3.5349 | 3.4976 | 3.3512 | 3.2056 | 3.1195 | 2.8011 | 2.725 | 2.6488 | 2.5906 | 2.5655 | 2.5767 | 2.0596 | 0.91126 | 0.19925 | 0
Cellarhead 132kV | SCOT HAY 33 11kV S STN | Primary Substation | 11 | Consumer Transformation | Headroom (MW) | 3.7007 | 3.4855 | 3.3552 | 3.1877 | 2.8317 | 2.4852 | 1.9295 | 1.6668 | 1.3184 | 0.31661 | 0 | 0 | 0 | 0 | 0 | 0 | 0
Cellarhead 132kV | SCOT HAY 33 11kV S STN | Primary Substation | 11 | Falling Short | Headroom (MW) | 3.7007 | 3.5559 | 3.5299 | 3.4866 | 3.3248 | 3.1566 | 3.0576 | 2.7126 | 2.5902 | 2.3886 | 2.1973 | 1.9907 | 1.7931 | 1.0716 | 0 | 0 | 0
Cellarhead 132kV | SCOT HAY 33 11kV S STN | Primary Substation | 11 | Leading the Way | Headroom (MW) | 3.7007 | 3.4045 | 3.2249 | 3.0004 | 2.4173 | 1.7333 | 1.1425 | 0.51493 | 0.11115 | 0 | 0 | 0 | 0 | 0 | 0 | 0 | 0
Cellarhead 132kV | SCOT HAY 33 11kV S STN | Primary Substation | 11 | System Transformation | Headroom (MW) | 3.7007 | 3.551 | 3.5073 | 3.4462 | 2.8462 | 2.3764 | 2.2458 | 1.6259 | 1.4255 | 1.2476 | 0.52464 | 0.35 | 0.2332 | 0.20968 | 0 | 0 | 0
Kitwell 132kV | Selly Oak 132/11kV | Primary Substation | 11 | Best View | Headroom (MW) | 28.1555 | 11.7516 | 6.346 | 1.5852 | 0 | 0 | 0 | 0 | 0 | 0 | 0 | 0 | 0 | 0 | 0 | 0 | 0
Kitwell 132kV | Selly Oak 132/11kV | Primary Substation | 11 | Consumer Transformation | Headroom (MW) | 28.1555 | 10.1566 | 2.1431 | 0 | 0 | 0 | 0 | 0 | 0 | 0 | 0 | 0 | 0 | 0 | 0 | 0 | 0
Kitwell 132kV | Selly Oak 132/11kV | Primary Substation | 11 | Falling Short | Headroom (MW) | 28.1555 | 12.73 | 10.2201 | 8.7047 | 6.6048 | 3.7223 | 0.60908 | 0 | 0 | 0 | 0 | 0 | 0 | 0 | 0 | 0 | 0
Kitwell 132kV | Selly Oak 132/11kV | Primary Substation | 11 | Leading the Way | Headroom (MW) | 28.1555 | 7.7615 | 0 | 0 | 0 | 0 | 0 | 0 | 0 | 0 | 0 | 0 | 0 | 0 | 0 | 0 | 0
Kitwell 132kV | Selly Oak 132/11kV | Primary Substation | 11 | System Transformation | Headroom (MW) | 28.1555 | 11.7105 | 8.0239 | 6.2718 | 3.8725 | 0.48267 | 0 | 0 | 0 | 0 | 0 | 0 | 0 | 0 | 0 | 0 | 0
Ironbridge & Shrewsbury 132kV | SHIFNAL 33 11kV S STN | Primary Substation | 11 | Best View | Headroom (MW) | 10.4476 | 10.3745 | 10.3899 | 10.3054 | 10.1653 | 10.0564 | 9.91 | 9.7393 | 9.6802 | 9.601 | 9.5131 | 9.4402 | 9.3914 | 9.3751 | 0 | 0 | 0
Ironbridge & Shrewsbury 132kV | SHIFNAL 33 11kV S STN | Primary Substation | 11 | Consumer Transformation | Headroom (MW) | 10.4476 | 10.3414 | 10.3237 | 10.1794 | 9.9592 | 9.7613 | 9.4895 | 9.2131 | 9.0151 | 8.7647 | 0 | 0 | 0 | 0 | 0 | 0 | 0
Ironbridge & Shrewsbury 132kV | SHIFNAL 33 11kV S STN | Primary Substation | 11 | Falling Short | Headroom (MW) | 10.4476 | 10.3654 | 10.3746 | 10.287 | 10.167 | 10.0431 | 9.8969 | 9.7628 | 9.6699 | 9.5412 | 9.4124 | 9.2755 | 9.1215 | 9.001 | 0 | 0 | 0
Ironbridge & Shrewsbury 132kV | SHIFNAL 33 11kV S STN | Primary Substation | 11 | Leading the Way | Headroom (MW) | 10.4476 | 10.3181 | 10.2761 | 10.0895 | 9.8559 | 9.5942 | 9.2997 | 8.9816 | 8.7695 | 0 | 0 | 0 | 0 | 0 | 0 | 0 | 0
Ironbridge & Shrewsbury 132kV | SHIFNAL 33 11kV S STN | Primary Substation | 11 | System Transformation | Headroom (MW) | 10.4476 | 10.3606 | 10.3645 | 10.2603 | 10.0976 | 9.958 | 9.7765 | 9.5628 | 9.4494 | 9.3238 | 9.1858 | 9.058 | 8.9588 | 6.7293 | 0 | 0 | 0
Feckenham 66kV | SHIPSTON 66 11kV S STN | Primary Substation | 11 | Best View | Headroom (MW) | 7.4519 | 7.2741 | 7.233 | 7.1722 | 7.0396 | 6.9133 | 6.6076 | 6.2978 | 5.9547 | 5.6645 | 5.3985 | 4.8752 | 4.7004 | 4.5463 | 0 | 0 | 0
Feckenham 66kV | SHIPSTON 66 11kV S STN | Primary Substation | 11 | Consumer Transformation | Headroom (MW) | 7.4519 | 7.1942 | 7.074 | 6.9405 | 6.7478 | 6.5865 | 6.2284 | 5.8947 | 5.502 | 5.0909 | 4.7449 | 4.1718 | 3.895 | 0 | 0 | 0 | 0
Feckenham 66kV | SHIPSTON 66 11kV S STN | Primary Substation | 11 | Falling Short | Headroom (MW) | 7.4519 | 7.2628 | 7.2317 | 7.1996 | 7.0983 | 7.0164 | 6.9278 | 6.8305 | 6.7285 | 6.5984 | 6.4759 | 6.3484 | 6.2201 | 5.9357 | 4.1849 | 0 | 0
Feckenham 66kV | SHIPSTON 66 11kV S STN | Primary Substation | 11 | Leading the Way | Headroom (MW) | 7.4519 | 7.1435 | 7.0029 | 6.8487 | 6.6712 | 6.3413 | 5.9883 | 5.6172 | 5.1622 | 4.8341 | 4.5292 | 4.2725 | 3.8875 | 3.2806 | 0 | 0 | 0
Feckenham 66kV | SHIPSTON 66 11kV S STN | Primary Substation | 11 | System Transformation | Headroom (MW) | 7.4519 | 7.2309 | 7.1699 | 7.1117 | 6.9015 | 6.8052 | 6.6017 | 6.4857 | 5.8744 | 5.5854 | 5.2906 | 5.0098 | 4.7373 | 4.2784 | 0 | 0 | 0
Kitwell 132kV | Shirley 132/11kVDUMMY | Primary Substation | 11 | Best View | Headroom (MW) | 21.0891 | 17.6279 | 13.5632 | 3.388 | 0 | 0 | 0 | 0 | 0 | 0 | 0 | 0 | 0 | 0 | 0 | 0 | 0
Kitwell 132kV | Shirley 132/11kVDUMMY | Primary Substation | 11 | Consumer Transformation | Headroom (MW) | 21.0891 | 16.9639 | 4.5805 | 0 | 0 | 0 | 0 | 0 | 0 | 0 | 0 | 0 | 0 | 0 | 0 | 0 | 0
Kitwell 132kV | Shirley 132/11kVDUMMY | Primary Substation | 11 | Falling Short | Headroom (MW) | 21.0891 | 18.0084 | 17.8566 | 17.5611 | 14.1162 | 7.9555 | 1.3018 | 0 | 0 | 0 | 0 | 0 | 0 | 0 | 0 | 0 | 0
Kitwell 132kV | Shirley 132/11kVDUMMY | Primary Substation | 11 | Leading the Way | Headroom (MW) | 21.0891 | 16.2021 | 0 | 0 | 0 | 0 | 0 | 0 | 0 | 0 | 0 | 0 | 0 | 0 | 0 | 0 | 0
Kitwell 132kV | Shirley 132/11kVDUMMY | Primary Substation | 11 | System Transformation | Headroom (MW) | 21.0891 | 17.502 | 17.1493 | 13.4045 | 8.2765 | 1.0316 | 0 | 0 | 0 | 0 | 0 | 0 | 0 | 0 | 0 | 0 | 0
Ironbridge & Shrewsbury 132kV | Shrewsbury 132/33kVDUMMY | Bulk Supply Point | 33 | Best View | Headroom (MW) | 70.1194 | 68.4413 | 68.0318 | 67.1802 | 66.2591 | 65.3331 | 63.6904 | 61.9449 | 60.1264 | 58.2468 | 56.3101 | 54.9796 | 53.7203 | 46.7008 | 0 | 0 | 0
Ironbridge & Shrewsbury 132kV | Shrewsbury 132/33kVDUMMY | Bulk Supply Point | 33 | Consumer Transformation | Headroom (MW) | 70.1194 | 67.5152 | 65.7484 | 63.0278 | 60.1114 | 57.496 | 53.5306 | 49.9071 | 45.5895 | 11.8547 | 0 | 0 | 0 | 0 | 0 | 0 | 0
Ironbridge & Shrewsbury 132kV | Shrewsbury 132/33kVDUMMY | Bulk Supply Point | 33 | Falling Short | Headroom (MW) | 70.1194 | 68.3253 | 67.8774 | 66.945 | 65.6917 | 64.6531 | 63.5607 | 62.3569 | 61.0044 | 59.2028 | 57.263 | 55.4277 | 52.8281 | 50.629 | 0 | 0 | 0
Ironbridge & Shrewsbury 132kV | Shrewsbury 132/33kVDUMMY | Bulk Supply Point | 33 | Leading the Way | Headroom (MW) | 70.1194 | 66.7257 | 64.5638 | 61.4664 | 58.5909 | 55.1 | 51.0099 | 46.6789 | 22.5179 | 0 | 0 | 0 | 0 | 0 | 0 | 0 | 0
Ironbridge & Shrewsbury 132kV | Shrewsbury 132/33kVDUMMY | Bulk Supply Point | 33 | System Transformation | Headroom (MW) | 70.1194 | 67.0983 | 65.3882 | 61.814 | 60.4548 | 58.9057 | 57.6124 | 55.4096 | 52.1128 | 49.4295 | 46.507 | 32.14 | 19.0079 | 7.8651 | 0 | 0 | 0
Cellarhead 132kV | SIMPLEX 33 11kV S STN | Primary Substation | 11 | Best View | Headroom (MW) | 4.311 | 3.8724 | 3.4706 | 3.1773 | 2.7562 | 2.4396 | 2.0795 | 1.7097 | 1.3055 | 0.84931 | 0.33711 | 0 | 0 | 0 | 0 | 0 | 0
Cellarhead 132kV | SIMPLEX 33 11kV S STN | Primary Substation | 11 | Consumer Transformation | Headroom (MW) | 4.311 | 3.8424 | 3.3769 | 2.9956 | 2.4698 | 2.0512 | 1.5586 | 1.1013 | 0.57211 | 0 | 0 | 0 | 0 | 0 | 0 | 0 | 0
Cellarhead 132kV | SIMPLEX 33 11kV S STN | Primary Substation | 11 | Falling Short | Headroom (MW) | 4.311 | 3.9438 | 3.6477 | 3.3772 | 3.0658 | 2.7643 | 2.463 | 2.1895 | 1.8801 | 1.4915 | 1.0734 | 0.62701 | 0.30551 | 0.036452 | 0 | 0 | 0
Cellarhead 132kV | SIMPLEX 33 11kV S STN | Primary Substation | 11 | Leading the Way | Headroom (MW) | 4.311 | 3.7639 | 3.2827 | 2.8208 | 2.2802 | 1.7456 | 1.2368 | 0.74158 | 0.25535 | 0 | 0 | 0 | 0 | 0 | 0 | 0 | 0
Cellarhead 132kV | SIMPLEX 33 11kV S STN | Primary Substation | 11 | System Transformation | Headroom (MW) | 4.311 | 3.8724 | 3.4768 | 3.1751 | 2.7876 | 2.4998 | 2.1533 | 1.7892 | 1.3674 | 0.94066 | 0.43306 | 0 | 0 | 0 | 0 | 0 | 0
Bustleholm 132kV | Smethwick 132/11kVDUMMY | Primary Substation | 11 | Best View | Headroom (MW) | 12.678 | 12.0668 | 12.4267 | 12.6915 | 12.4876 | 11.9706 | 10.9492 | 9.9318 | 9.0055 | 7.9646 | 6.8696 | 5.7735 | 4.319 | 2.861 | 0 | 0 | 0
Bustleholm 132kV | Smethwick 132/11kVDUMMY | Primary Substation | 11 | Consumer Transformation | Headroom (MW) | 12.678 | 11.9168 | 12.0765 | 12.0832 | 11.4562 | 10.8943 | 9.3656 | 7.9712 | 6.5551 | 4.763 | 3.1674 | 1.881 | 0.47253 | 0 | 0 | 0 | 0
Bustleholm 132kV | Smethwick 132/11kVDUMMY | Primary Substation | 11 | Falling Short | Headroom (MW) | 12.678 | 12.0803 | 12.4464 | 12.7664 | 12.6936 | 12.625 | 12.4981 | 12.5254 | 12.5007 | 12.3847 | 12.2529 | 12.0696 | 11.8725 | 11.3009 | 6.4617 | 0.46535 | 0
Bustleholm 132kV | Smethwick 132/11kVDUMMY | Primary Substation | 11 | Leading the Way | Headroom (MW) | 12.678 | 11.7339 | 11.7261 | 11.5758 | 10.8989 | 9.1484 | 7.3369 | 5.5916 | 4.1088 | 2.6052 | 1.1665 | 0 | 0 | 0 | 0 | 0 | 0
Bustleholm 132kV | Smethwick 132/11kVDUMMY | Primary Substation | 11 | System Transformation | Headroom (MW) | 12.678 | 12.0373 | 12.39 | 12.6443 | 12.211 | 12.1252 | 11.6258 | 11.5796 | 11.1278 | 10.5634 | 9.5637 | 8.5284 | 7.5281 | 6.6551 | 0 | 0 | 0
Ironbridge & Shrewsbury 132kV | SNEDSHILL 33 11kV S STN | Primary Substation | 11 | Best View | Headroom (MW) | 8.0785 | 7.5286 | 7.53 | 7.5138 | 7.3329 | 7.1745 | 6.911 | 6.6726 | 6.2016 | 5.6945 | 5.1904 | 4.6744 | 4.1848 | 3.6945 | 0 | 0 | 0
Ironbridge & Shrewsbury 132kV | SNEDSHILL 33 11kV S STN | Primary Substation | 11 | Consumer Transformation | Headroom (MW) | 8.0785 | 7.4751 | 7.3791 | 7.2408 | 6.8647 | 6.5328 | 6.0086 | 5.5708 | 4.7601 | 3.7615 | 0 | 0 | 0 | 0 | 0 | 0 | 0
Ironbridge & Shrewsbury 132kV | SNEDSHILL 33 11kV S STN | Primary Substation | 11 | Falling Short | Headroom (MW) | 8.0785 | 7.5738 | 7.5894 | 7.6043 | 7.478 | 7.3712 | 7.1834 | 7.0145 | 6.6933 | 6.2511 | 5.775 | 5.2401 | 4.6825 | 4.1022 | 0 | 0 | 0
Ironbridge & Shrewsbury 132kV | SNEDSHILL 33 11kV S STN | Primary Substation | 11 | Leading the Way | Headroom (MW) | 8.0785 | 7.3783 | 7.2185 | 7.0418 | 6.6515 | 6.2784 | 5.7567 | 5.1566 | 4.3916 | 0 | 0 | 0 | 0 | 0 | 0 | 0 | 0
Ironbridge & Shrewsbury 132kV | SNEDSHILL 33 11kV S STN | Primary Substation | 11 | System Transformation | Headroom (MW) | 8.0785 | 7.5164 | 7.5013 | 7.4841 | 7.3037 | 7.1732 | 6.9268 | 6.677 | 6.1172 | 5.515 | 4.7831 | 4.1004 | 3.6329 | 3.2619 | 0 | 0 | 0
Lea Marston 132kV | Solihull 132/11kVDUMMY | Primary Substation | 11 | Best View | Headroom (MW) | 36.848 | 36.4808 | 36.5103 | 36.3956 | 36.0893 | 35.6523 | 34.85 | 33.9628 | 33.1191 | 32.5692 | 32.196 | 32.1268 | 32.2745 | 32.5426 | 29.5732 | 27.902 | 26.7466
Lea Marston 132kV | Solihull 132/11kVDUMMY | Primary Substation | 11 | Consumer Transformation | Headroom (MW) | 36.848 | 36.3367 | 36.2132 | 35.9035 | 35.2307 | 34.5086 | 33.3051 | 32.1918 | 30.87 | 29.5388 | 28.4757 | 27.8935 | 27.407 | 27.0589 | 21.2968 | 19.1299 | 18.633
Lea Marston 132kV | Solihull 132/11kVDUMMY | Primary Substation | 11 | Falling Short | Headroom (MW) | 36.848 | 36.5064 | 36.6652 | 36.7421 | 36.617 | 36.4604 | 36.2428 | 35.9568 | 35.618 | 35.2324 | 34.8498 | 34.4759 | 33.9052 | 33.3831 | 28.6844 | 25.3844 | 22.0433
Lea Marston 132kV | Solihull 132/11kVDUMMY | Primary Substation | 11 | Leading the Way | Headroom (MW) | 36.848 | 36.1445 | 35.8654 | 35.3989 | 34.722 | 33.6954 | 32.5232 | 31.1907 | 29.8976 | 28.8898 | 28.0673 | 27.638 | 27.2317 | 26.9735 | 23.2733 | 22.1316 | 21.2539
Lea Marston 132kV | Solihull 132/11kVDUMMY | Primary Substation | 11 | System Transformation | Headroom (MW) | 36.848 | 36.5391 | 36.7102 | 36.775 | 36.7029 | 36.5501 | 36.2986 | 35.7013 | 35.0367 | 34.4184 | 33.7708 | 33.261 | 32.9277 | 32.5739 | 27.5789 | 26.3792 | 25.3343
Nechells 132kV | Sparkbrook 132/11kVDUMMY | Primary Substation | 11 | Best View | Headroom (MW) | 52.2928 | 51.7104 | 50.9014 | 49.9583 | 48.4587 | 47.0191 | 43.07 | 38.8049 | 36.4605 | 34.1754 | 31.1967 | 28.5268 | 26.0501 | 23.6148 | 5.5055 | 0 | 0
Nechells 132kV | Sparkbrook 132/11kVDUMMY | Primary Substation | 11 | Consumer Transformation | Headroom (MW) | 52.2928 | 51.5518 | 50.4905 | 49.3109 | 47.1212 | 43.1053 | 37.2917 | 32.0507 | 27.5561 | 21.7721 | 16.8884 | 13.2486 | 8.8745 | 5.4148 | 0 | 0 | 0
Nechells 132kV | Sparkbrook 132/11kVDUMMY | Primary Substation | 11 | Falling Short | Headroom (MW) | 52.2928 | 51.754 | 51.7284 | 51.7433 | 51.3549 | 51.1719 | 50.921 | 50.5091 | 49.8842 | 47.842 | 45.7342 | 43.5259 | 41.3486 | 39.0297 | 22.5726 | 6.58 | 0
Nechells 132kV | Sparkbrook 132/11kVDUMMY | Primary Substation | 11 | Leading the Way | Headroom (MW) | 52.2928 | 51.3078 | 50.0552 | 48.6835 | 44.7626 | 39.5561 | 34.1057 | 28.2116 | 24.2695 | 20.3013 | 16.0617 | 12.5529 | 9.7447 | 7.3768 | 0 | 0 | 0
Nechells 132kV | Sparkbrook 132/11kVDUMMY | Primary Substation | 11 | System Transformation | Headroom (MW) | 52.2928 | 51.6965 | 51.5914 | 51.5876 | 50.2329 | 49.9252 | 49.4714 | 46.5011 | 45.092 | 43.0163 | 40.369 | 37.0323 | 34.2816 | 31.7455 | 12.3253 | 7.753 | 6.2578
Ironbridge & Shrewsbury 132kV | SPRING GARDENS 33 11kV S STN | Primary Substation | 11 | Best View | Headroom (MW) | 12.8323 | 12.4155 | 12.3207 | 12.1595 | 11.972 | 11.772 | 11.3586 | 10.9546 | 10.5853 | 10.1812 | 9.7997 | 9.505 | 9.2734 | 9.0963 | 0 | 0 | 0
Ironbridge & Shrewsbury 132kV | SPRING GARDENS 33 11kV S STN | Primary Substation | 11 | Consumer Transformation | Headroom (MW) | 12.8323 | 12.2352 | 11.889 | 11.3956 | 10.7521 | 10.1184 | 9.129 | 8.2703 | 7.3169 | 6.1285 | 0 | 0 | 0 | 0 | 0 | 0 | 0
Ironbridge & Shrewsbury 132kV | SPRING GARDENS 33 11kV S STN | Primary Substation | 11 | Falling Short | Headroom (MW) | 12.8323 | 12.4211 | 12.3492 | 12.1791 | 11.9123 | 11.6718 | 11.4211 | 11.1637 | 10.9106 | 10.5494 | 10.1884 | 9.8118 | 9.2509 | 8.7352 | 0 | 0 | 0
Ironbridge & Shrewsbury 132kV | SPRING GARDENS 33 11kV S STN | Primary Substation | 11 | Leading the Way | Headroom (MW) | 12.8323 | 12.0283 | 11.5249 | 10.8502 | 10.2011 | 9.3481 | 8.282 | 7.3001 | 6.3549 | 0 | 0 | 0 | 0 | 0 | 0 | 0 | 0
Ironbridge & Shrewsbury 132kV | SPRING GARDENS 33 11kV S STN | Primary Substation | 11 | System Transformation | Headroom (MW) | 12.8323 | 12.3879 | 12.2528 | 12.0177 | 11.7734 | 11.3624 | 11.0726 | 10.5527 | 9.7222 | 9.1406 | 8.5159 | 7.9473 | 7.4687 | 6.9666 | 0 | 0 | 0
Bishops Wood 132kV | ST WEONARDS 66 11kV S STN | Primary Substation | 11 | Best View | Headroom (MW) | 15.6 | 15.5035 | 15.4813 | 15.4625 | 15.4095 | 15.3561 | 15.2884 | 11.6839 | 5.1456 | 0 | 0 | 0 | 0 | 0 | 0 | 0 | 0
Bishops Wood 132kV | ST WEONARDS 66 11kV S STN | Primary Substation | 11 | Consumer Transformation | Headroom (MW) | 15.6 | 15.4259 | 15.3037 | 15.1665 | 14.5279 | 7.8249 | 0 | 0 | 0 | 0 | 0 | 0 | 0 | 0 | 0 | 0 | 0
Bishops Wood 132kV | ST WEONARDS 66 11kV S STN | Primary Substation | 11 | Falling Short | Headroom (MW) | 15.6 | 15.4813 | 15.4358 | 15.4011 | 15.3162 | 15.2385 | 15.164 | 15.0844 | 14.2164 | 9.1684 | 4.4742 | 0 | 0 | 0 | 0 | 0 | 0
Bishops Wood 132kV | ST WEONARDS 66 11kV S STN | Primary Substation | 11 | Leading the Way | Headroom (MW) | 15.6 | 15.3995 | 15.271 | 15.1313 | 10.2394 | 0 | 0 | 0 | 0 | 0 | 0 | 0 | 0 | 0 | 0 | 0 | 0
Bishops Wood 132kV | ST WEONARDS 66 11kV S STN | Primary Substation | 11 | System Transformation | Headroom (MW) | 15.6 | 15.4421 | 15.3577 | 15.2765 | 15.1605 | 14.7589 | 14.647 | 9.4487 | 1.3956 | 0 | 0 | 0 | 0 | 0 | 0 | 0 | 0
Bushbury 132kV | Stafford 132/25/11kVDUMMY | Primary Substation | 11 | Best View | Headroom (MW) | 62.5167 | 60.2954 | 58.8155 | 57.8834 | 56.4246 | 54.0757 | 52.2408 | 49.3802 | 46.4732 | 43.6362 | 41.2264 | 39.296 | 37.0816 | 34.9076 | 24.1326 | 19.9496 | 21.5847
Bushbury 132kV | Stafford 132/25/11kVDUMMY | Primary Substation | 11 | Consumer Transformation | Headroom (MW) | 62.5167 | 60.2195 | 56.8297 | 53.5578 | 49.7743 | 47.2108 | 44.7075 | 41.4594 | 37.4648 | 33.1596 | 29.5616 | 26.678 | 23.9112 | 21.393 | 8.7707 | 3.102 | 2.6242
Bushbury 132kV | Stafford 132/25/11kVDUMMY | Primary Substation | 11 | Falling Short | Headroom (MW) | 62.5167 | 60.8004 | 59.8042 | 59.159 | 58.1966 | 56.9106 | 56.0061 | 54.5143 | 52.9895 | 50.6197 | 48.5385 | 45.8121 | 43.8736 | 41.1873 | 31.7159 | 24.0311 | 13.2722
Bushbury 132kV | Stafford 132/25/11kVDUMMY | Primary Substation | 11 | Leading the Way | Headroom (MW) | 62.5167 | 59.8389 | 57.8351 | 56.2411 | 54.3518 | 51.4578 | 49.0063 | 45.4748 | 41.9317 | 38.9451 | 36.5304 | 34.7952 | 33.0433 | 31.4591 | 23.2706 | 20.218 | 19.8668
Bushbury 132kV | Stafford 132/25/11kVDUMMY | Primary Substation | 11 | System Transformation | Headroom (MW) | 62.5167 | 60.4273 | 59.0065 | 58.1988 | 57.1064 | 55.6864 | 54.6281 | 52.1295 | 49.5675 | 46.9631 | 44.3759 | 42.5326 | 40.9824 | 39.3412 | 30.1904 | 27.4542 | 26.5271
Bushbury 132kV | STAFFORD SOUTH 11kV S STN | Primary Substation | 11 | Best View | Headroom (MW) | 56.5072 | 54.9715 | 54.3677 | 53.5607 | 52.2894 | 50.5359 | 49.2544 | 47.845 | 46.4361 | 44.8293 | 43.1836 | 41.7504 | 40.024 | 38.4265 | 25.9125 | 20.1151 | 19.968
Bushbury 132kV | STAFFORD SOUTH 11kV S STN | Primary Substation | 11 | Consumer Transformation | Headroom (MW) | 56.5072 | 54.7717 | 53.6521 | 52.29 | 50.3953 | 48.6227 | 46.4572 | 44.5557 | 42.3604 | 39.8186 | 37.7485 | 36.4204 | 35.0716 | 33.3046 | 20.0859 | 13.0861 | 10.3939
Bushbury 132kV | STAFFORD SOUTH 11kV S STN | Primary Substation | 11 | Falling Short | Headroom (MW) | 56.5072 | 55.2763 | 54.9284 | 54.3909 | 53.5939 | 52.8064 | 52.2829 | 51.6797 | 51.0396 | 50.1332 | 49.2314 | 48.2731 | 46.9373 | 45.7689 | 35.3946 | 26.7738 | 18.5071
Bushbury 132kV | STAFFORD SOUTH 11kV S STN | Primary Substation | 11 | Leading the Way | Headroom (MW) | 56.5072 | 54.2702 | 52.8485 | 51.0886 | 49.2124 | 46.7673 | 44.717 | 42.429 | 40.1914 | 38.3792 | 36.7544 | 35.6061 | 34.5144 | 33.6691 | 23.908 | 19.0782 | 15.5534
Bushbury 132kV | STAFFORD SOUTH 11kV S STN | Primary Substation | 11 | System Transformation | Headroom (MW) | 56.5072 | 55.1609 | 54.624 | 54.0083 | 53.2142 | 52.1459 | 51.6446 | 50.4788 | 49.2852 | 47.3805 | 46.1126 | 44.9665 | 44.0861 | 43.2312 | 30.5618 | 25.9693 | 21.534
Cellarhead 132kV | Stagefields 132/33/11kV | Primary Substation | 11 | Best View | Headroom (MW) | 15.7629 | 15.6918 | 15.6901 | 15.6263 | 15.567 | 15.4631 | 15.3286 | 15.2027 | 15.076 | 14.9533 | 14.8429 | 14.7617 | 14.6795 | 14.6064 | 13.9363 | 13.6091 | 13.5786
Cellarhead 132kV | Stagefields 132/33/11kV | Primary Substation | 11 | Consumer Transformation | Headroom (MW) | 15.7629 | 15.6606 | 15.5082 | 15.2594 | 14.9756 | 14.7795 | 14.5229 | 14.2844 | 13.9779 | 13.6174 | 13.3095 | 13.0405 | 12.7872 | 12.5895 | 11.3416 | 10.8669 | 10.8476
Cellarhead 132kV | Stagefields 132/33/11kV | Primary Substation | 11 | Falling Short | Headroom (MW) | 15.7629 | 15.6906 | 15.6954 | 15.6495 | 15.5966 | 15.5349 | 15.4506 | 15.3664 | 15.2747 | 15.167 | 15.0345 | 14.9005 | 14.7786 | 14.6661 | 13.7983 | 12.9476 | 12.3271
Cellarhead 132kV | Stagefields 132/33/11kV | Primary Substation | 11 | Leading the Way | Headroom (MW) | 15.7629 | 15.6192 | 15.5407 | 15.3906 | 15.2384 | 15.0293 | 14.7673 | 14.4683 | 14.1879 | 13.9186 | 13.6796 | 13.4997 | 13.3678 | 13.2721 | 12.5107 | 12.3208 | 12.2845
Cellarhead 132kV | Stagefields 132/33/11kV | Primary Substation | 11 | System Transformation | Headroom (MW) | 15.7629 | 15.6893 | 15.6905 | 15.6307 | 15.5823 | 15.5112 | 15.4042 | 15.2448 | 15.0856 | 14.9301 | 14.7659 | 14.613 | 14.4946 | 14.3994 | 13.3972 | 13.0726 | 12.8547
Cellarhead 132kV | STAGEFIELDS 132kV S STN | Bulk Supply Point | 11 | Best View | Headroom (MW) | 19.799 | 19.7278 | 19.7262 | 19.6623 | 19.603 | 19.4989 | 19.3642 | 19.2382 | 19.1113 | 18.9884 | 18.8778 | 18.7965 | 18.7142 | 18.641 | 17.9695 | 17.6416 | 17.6111
Cellarhead 132kV | STAGEFIELDS 132kV S STN | Bulk Supply Point | 11 | Consumer Transformation | Headroom (MW) | 19.799 | 19.6965 | 19.544 | 19.2949 | 19.0106 | 18.8142 | 18.5571 | 18.3181 | 18.0109 | 17.6496 | 17.341 | 17.0714 | 16.8175 | 16.6192 | 15.3682 | 14.8922 | 14.8729
Cellarhead 132kV | STAGEFIELDS 132kV S STN | Bulk Supply Point | 11 | Falling Short | Headroom (MW) | 19.799 | 19.7267 | 19.7315 | 19.6855 | 19.6326 | 19.5708 | 19.4864 | 19.4022 | 19.3103 | 19.2025 | 19.0698 | 18.9356 | 18.8134 | 18.7008 | 17.8312 | 16.9785 | 16.3564
Cellarhead 132kV | STAGEFIELDS 132kV S STN | Bulk Supply Point | 11 | Leading the Way | Headroom (MW) | 19.799 | 19.6551 | 19.5765 | 19.4263 | 19.2738 | 19.0644 | 18.802 | 18.5024 | 18.2214 | 17.9515 | 17.712 | 17.5317 | 17.3995 | 17.3036 | 16.5404 | 16.35 | 16.3137
Cellarhead 132kV | STAGEFIELDS 132kV S STN | Bulk Supply Point | 11 | System Transformation | Headroom (MW) | 19.799 | 19.7253 | 19.7266 | 19.6667 | 19.6183 | 19.5471 | 19.4399 | 19.2804 | 19.1209 | 18.9651 | 18.8006 | 18.6474 | 18.5289 | 18.4335 | 17.4291 | 17.1038 | 16.8854
Ironbridge & Shrewsbury 132kV | STAR ALUMINIUM 33 11kV S STN | Primary Substation | 11 | Best View | Headroom (MW) | 11.3624 | 11.2733 | 11.2274 | 11.0535 | 10.2307 | 9.7323 | 8.6352 | 7.7889 | 6.904 | 5.9943 | 5.0315 | 3.8639 | 3.4511 | 3.1022 | 0 | 0 | 0
Ironbridge & Shrewsbury 132kV | STAR ALUMINIUM 33 11kV S STN | Primary Substation | 11 | Consumer Transformation | Headroom (MW) | 11.3624 | 11.1911 | 11.0388 | 10.7214 | 9.7303 | 9.0631 | 7.6972 | 6.6639 | 5.2363 | 3.7065 | 0 | 0 | 0 | 0 | 0 | 0 | 0
Ironbridge & Shrewsbury 132kV | STAR ALUMINIUM 33 11kV S STN | Primary Substation | 11 | Falling Short | Headroom (MW) | 11.3624 | 11.2524 | 11.2214 | 11.049 | 10.4045 | 9.8644 | 9.0552 | 8.5379 | 7.9639 | 7.3082 | 6.6285 | 5.6315 | 5.0482 | 4.3197 | 0 | 0 | 0
Ironbridge & Shrewsbury 132kV | STAR ALUMINIUM 33 11kV S STN | Primary Substation | 11 | Leading the Way | Headroom (MW) | 11.3624 | 11.1332 | 10.9364 | 10.5491 | 9.4004 | 8.1846 | 6.7182 | 5.4264 | 4.3154 | 0 | 0 | 0 | 0 | 0 | 0 | 0 | 0
Ironbridge & Shrewsbury 132kV | STAR ALUMINIUM 33 11kV S STN | Primary Substation | 11 | System Transformation | Headroom (MW) | 11.3624 | 11.2522 | 11.192 | 10.9938 | 9.8935 | 9.1901 | 8.2357 | 7.3565 | 6.3853 | 5.3882 | 3.9974 | 2.975 | 2.4495 | 1.7445 | 0 | 0 | 0
Bishops Wood 132kV | STOCKTON 33 11kV S STN | Primary Substation | 11 | Best View | Headroom (MW) | 9.7929 | 9.6906 | 9.6957 | 9.6885 | 9.6184 | 9.5476 | 9.4862 | 9.417 | 9.3436 | 9.2776 | 9.2172 | 9.1536 | 0 | 0 | 0 | 0 | 0
Bishops Wood 132kV | STOCKTON 33 11kV S STN | Primary Substation | 11 | Consumer Transformation | Headroom (MW) | 9.7929 | 9.611 | 9.5165 | 9.3843 | 9.2466 | 9.1111 | 8.9585 | 8.8433 | 0 | 0 | 0 | 0 | 0 | 0 | 0 | 0 | 0
Bishops Wood 132kV | STOCKTON 33 11kV S STN | Primary Substation | 11 | Falling Short | Headroom (MW) | 9.7929 | 9.6752 | 9.6633 | 9.641 | 9.5409 | 9.4521 | 9.3721 | 9.2984 | 9.211 | 9.0563 | 8.9156 | 8.7593 | 8.617 | 8.4835 | 0 | 0 | 0
Bishops Wood 132kV | STOCKTON 33 11kV S STN | Primary Substation | 11 | Leading the Way | Headroom (MW) | 9.7929 | 9.5857 | 9.4801 | 9.3388 | 9.2115 | 9.0742 | 8.9257 | 0 | 0 | 0 | 0 | 0 | 0 | 0 | 0 | 0 | 0
Bishops Wood 132kV | STOCKTON 33 11kV S STN | Primary Substation | 11 | System Transformation | Headroom (MW) | 9.7929 | 9.6252 | 9.5731 | 9.5164 | 9.3811 | 9.0225 | 8.9112 | 8.7741 | 8.6043 | 7.8653 | 0 | 0 | 0 | 0 | 0 | 0 | 0
Bishops Wood 132kV | STOURPORT 132 66 33kV S STN | Bulk Supply Point | 33 | Best View | Headroom (MW) | 65.7106 | 65.2388 | 65.1238 | 65.0561 | 64.7511 | 64.273 | 63.7074 | 62.8507 | 62.3365 | 61.7447 | 61.1743 | 60.64 | 59.9305 | 59.2554 | 55.016 | 53.4283 | 52.6095
Bishops Wood 132kV | STOURPORT 132 66 33kV S STN | Bulk Supply Point | 33 | Consumer Transformation | Headroom (MW) | 65.7106 | 64.974 | 63.9553 | 62.7667 | 61.2782 | 60.4437 | 59.3187 | 57.9866 | 56.7361 | 55.2262 | 53.8953 | 52.6066 | 50.9239 | 49.663 | 41.8828 | 37.5702 | 35.8443
Bishops Wood 132kV | STOURPORT 132 66 33kV S STN | Bulk Supply Point | 33 | Falling Short | Headroom (MW) | 65.7106 | 65.1899 | 65.0956 | 65.0064 | 64.6578 | 64.3483 | 63.9895 | 63.4546 | 62.9771 | 62.3649 | 61.5976 | 60.7948 | 59.9203 | 59.0561 | 53.2564 | 49.0872 | 45.3169
Bishops Wood 132kV | STOURPORT 132 66 33kV S STN | Bulk Supply Point | 33 | Leading the Way | Headroom (MW) | 65.7106 | 64.7869 | 64.247 | 63.6821 | 62.8692 | 61.8649 | 60.6464 | 59.0828 | 57.6825 | 56.6489 | 55.5526 | 54.7712 | 53.7928 | 53.0383 | 47.558 | 43.7632 | 41.604
Bishops Wood 132kV | STOURPORT 132 66 33kV S STN | Bulk Supply Point | 33 | System Transformation | Headroom (MW) | 65.7106 | 65.1027 | 64.8694 | 64.6745 | 64.1036 | 63.3643 | 62.8372 | 61.7891 | 61.0604 | 59.3108 | 58.3806 | 57.4977 | 56.765 | 55.9279 | 49.6662 | 46.3133 | 44.3601
Bishops Wood 132kV | Stourport 132/66/33/11kV | Primary Substation | 11 | Best View | Headroom (MW) | 7.0847 | 6.7513 | 6.7455 | 6.7097 | 6.5936 | 6.1627 | 5.8683 | 5.4343 | 4.7964 | 0 | 0 | 0 | 0 | 0 | 0 | 0 | 0
Bishops Wood 132kV | Stourport 132/66/33/11kV | Primary Substation | 11 | Consumer Transformation | Headroom (MW) | 7.0847 | 6.6408 | 6.4926 | 6.2503 | 5.8229 | 5.2518 | 0 | 0 | 0 | 0 | 0 | 0 | 0 | 0 | 0 | 0 | 0
Bishops Wood 132kV | Stourport 132/66/33/11kV | Primary Substation | 11 | Falling Short | Headroom (MW) | 7.0847 | 6.7499 | 6.771 | 6.769 | 6.6511 | 6.4264 | 6.3238 | 6.0914 | 5.6308 | 5.3754 | 5.1242 | 0 | 0 | 0 | 0 | 0 | 0
Bishops Wood 132kV | Stourport 132/66/33/11kV | Primary Substation | 11 | Leading the Way | Headroom (MW) | 7.0847 | 6.5136 | 6.2484 | 5.9157 | 5.0783 | 0 | 0 | 0 | 0 | 0 | 0 | 0 | 0 | 0 | 0 | 0 | 0
Bishops Wood 132kV | Stourport 132/66/33/11kV | Primary Substation | 11 | System Transformation | Headroom (MW) | 7.0847 | 6.7238 | 6.7 | 6.6393 | 5.9994 | 5.523 | 5.1752 | 4.6739 | 1.8835 | 0 | 0 | 0 | 0 | 0 | 0 | 0 | 0
Feckenham 66kV | STOW 66 11kV S STN | Primary Substation | 11 | Best View | Headroom (MW) | 9.3554 | 9.2429 | 9.2405 | 9.2122 | 9.1238 | 9.0129 | 8.8897 | 8.7409 | 8.5891 | 8.4459 | 8.2955 | 8.183 | 8.1097 | 8.045 | 0 | 0 | 0
Feckenham 66kV | STOW 66 11kV S STN | Primary Substation | 11 | Consumer Transformation | Headroom (MW) | 9.3554 | 9.1824 | 9.1041 | 9.0041 | 8.8595 | 8.6953 | 8.4893 | 8.2984 | 8.0675 | 7.8104 | 7.5644 | 7.414 | 2.7143 | 0 | 0 | 0 | 0
Feckenham 66kV | STOW 66 11kV S STN | Primary Substation | 11 | Falling Short | Headroom (MW) | 9.3554 | 9.2416 | 9.24 | 9.2396 | 9.1683 | 9.114 | 9.0348 | 8.9579 | 8.8717 | 8.7585 | 8.6422 | 8.5151 | 8.3892 | 8.2512 | 6.7182 | 0 | 0
Feckenham 66kV | STOW 66 11kV S STN | Primary Substation | 11 | Leading the Way | Headroom (MW) | 9.3554 | 9.138 | 9.0384 | 8.9109 | 8.7686 | 8.6151 | 8.4176 | 8.1915 | 7.9685 | 7.7827 | 7.5792 | 7.4157 | 7.2896 | 4.4713 | 0 | 0 | 0
Feckenham 66kV | STOW 66 11kV S STN | Primary Substation | 11 | System Transformation | Headroom (MW) | 9.3554 | 9.2216 | 9.1994 | 9.1697 | 9.0975 | 9.0037 | 8.907 | 8.7889 | 8.6657 | 8.5404 | 8.39 | 8.2454 | 8.1012 | 7.9978 | 0 | 0 | 0
Port Ham 132kV | STOWFIELD 33 11kV S STN | Primary Substation | 11 | Best View | Headroom (MW) | 7.5005 | 3.7867 | 0 | 0 | 0 | 0 | 0 | 0 | 0 | 0 | 0 | 0 | 0 | 0 | 0 | 0 | 0
Port Ham 132kV | STOWFIELD 33 11kV S STN | Primary Substation | 11 | Consumer Transformation | Headroom (MW) | 7.5005 | 3.3353 | 0 | 0 | 0 | 0 | 0 | 0 | 0 | 0 | 0 | 0 | 0 | 0 | 0 | 0 | 0
Port Ham 132kV | STOWFIELD 33 11kV S STN | Primary Substation | 11 | Falling Short | Headroom (MW) | 7.5005 | 4.4177 | 2.0835 | 0 | 0 | 0 | 0 | 0 | 0 | 0 | 0 | 0 | 0 | 0 | 0 | 0 | 0
Port Ham 132kV | STOWFIELD 33 11kV S STN | Primary Substation | 11 | Leading the Way | Headroom (MW) | 7.5005 | 2.8518 | 0 | 0 | 0 | 0 | 0 | 0 | 0 | 0 | 0 | 0 | 0 | 0 | 0 | 0 | 0
Port Ham 132kV | STOWFIELD 33 11kV S STN | Primary Substation | 11 | System Transformation | Headroom (MW) | 7.5005 | 3.603 | 0.17958 | 0 | 0 | 0 | 0 | 0 | 0 | 0 | 0 | 0 | 0 | 0 | 0 | 0 | 0
Feckenham 66kV | STRATFORD 66 11kV S STN | Primary Substation | 11 | Best View | Headroom (MW) | 22.4481 | 21.1658 | 20.4737 | 19.7917 | 18.5588 | 16.9676 | 15.0965 | 13.3082 | 11.3477 | 9.5473 | 8.393 | 7.4767 | 6.2235 | 5.8408 | 0 | 0 | 0
Feckenham 66kV | STRATFORD 66 11kV S STN | Primary Substation | 11 | Consumer Transformation | Headroom (MW) | 22.4481 | 20.8695 | 19.8823 | 18.8546 | 17.1464 | 15.1277 | 12.6842 | 10.6475 | 8.144 | 5.273 | 3.1436 | 1.5739 | 0 | 0 | 0 | 0 | 0
Feckenham 66kV | STRATFORD 66 11kV S STN | Primary Substation | 11 | Falling Short | Headroom (MW) | 22.4481 | 21.2744 | 20.8731 | 20.3514 | 19.3987 | 18.0428 | 16.9839 | 16.0317 | 14.9285 | 13.6297 | 12.503 | 11.3434 | 10.2481 | 8.8451 | 0.28798 | 0 | 0
Feckenham 66kV | STRATFORD 66 11kV S STN | Primary Substation | 11 | Leading the Way | Headroom (MW) | 22.4481 | 20.5194 | 19.3167 | 18.0431 | 16.3003 | 13.4561 | 11.0714 | 8.776 | 6.352 | 4.1488 | 2.501 | 1.3364 | 0.075931 | 0 | 0 | 0 | 0
Feckenham 66kV | STRATFORD 66 11kV S STN | Primary Substation | 11 | System Transformation | Headroom (MW) | 22.4481 | 21.1313 | 20.5089 | 19.9084 | 18.8501 | 17.1463 | 15.9656 | 14.8079 | 12.416 | 10.6074 | 9.1124 | 7.68 | 6.3958 | 5.4642 | 0 | 0 | 0
Feckenham 66kV | STRENSHAM 66 11kV S STN | Primary Substation | 11 | Best View | Headroom (MW) | 36.6118 | 34.8512 | 34.3156 | 33.9834 | 33.0678 | 31.4495 | 29.9043 | 27.9743 | 26.1786 | 24.3937 | 22.7234 | 21.1657 | 19.1317 | 17.2125 | 4.0622 | 0 | 0
Feckenham 66kV | STRENSHAM 66 11kV S STN | Primary Substation | 11 | Consumer Transformation | Headroom (MW) | 36.6118 | 34.226 | 31.9213 | 29.3896 | 26.1782 | 23.8705 | 20.8267 | 17.8126 | 14.2236 | 10.246 | 6.8835 | 4.0635 | 1.156 | 0 | 0 | 0 | 0
Feckenham 66kV | STRENSHAM 66 11kV S STN | Primary Substation | 11 | Falling Short | Headroom (MW) | 36.6118 | 34.846 | 34.3931 | 33.9825 | 33.0121 | 31.9067 | 31.0798 | 30.0287 | 28.9719 | 27.4617 | 25.7662 | 24.0152 | 21.9375 | 19.7262 | 4.2694 | 0 | 0
Feckenham 66kV | STRENSHAM 66 11kV S STN | Primary Substation | 11 | Leading the Way | Headroom (MW) | 36.6118 | 33.7308 | 32.0588 | 30.3194 | 28.3159 | 25.1959 | 22.2988 | 18.8908 | 15.4361 | 12.5974 | 10.1076 | 8.0241 | 5.5781 | 3.4298 | 0 | 0 | 0
Feckenham 66kV | STRENSHAM 66 11kV S STN | Primary Substation | 11 | System Transformation | Headroom (MW) | 36.6118 | 34.5457 | 33.7082 | 33.0508 | 31.8641 | 30.498 | 29.4212 | 27.1614 | 24.8151 | 22.172 | 19.7857 | 17.4261 | 15.4351 | 12.517 | 0 | 0 | 0
Nechells 132kV | Summer Lane 132/11kVDUMMY | Primary Substation | 11 | Best View | Headroom (MW) | 29.1616 | 28.2508 | 27.7142 | 26.7474 | 26.5433 | 26.0703 | 25.5997 | 25.0856 | 24.6643 | 24.2484 | 23.9473 | 23.6206 | 23.2717 | 22.8896 | 21.0577 | 19.8978 | 23.0545
Nechells 132kV | Summer Lane 132/11kVDUMMY | Primary Substation | 11 | Consumer Transformation | Headroom (MW) | 29.1616 | 28.186 | 27.4964 | 26.4154 | 26.1142 | 25.7005 | 25.0633 | 24.4723 | 23.7796 | 23.054 | 22.5763 | 22.2938 | 21.802 | 21.3715 | 14.4931 | 11.4278 | 16.2319
Nechells 132kV | Summer Lane 132/11kVDUMMY | Primary Substation | 11 | Falling Short | Headroom (MW) | 29.1616 | 28.3719 | 28.0085 | 27.2038 | 27.0945 | 26.806 | 26.4939 | 26.1934 | 25.8632 | 25.5126 | 25.2204 | 24.8963 | 24.5451 | 24.2237 | 22.4778 | 20.5259 | 14.8617
Nechells 132kV | Summer Lane 132/11kVDUMMY | Primary Substation | 11 | Leading the Way | Headroom (MW) | 29.1616 | 28.0708 | 27.3034 | 26.063 | 25.8022 | 25.2667 | 24.694 | 24.0662 | 23.5298 | 22.9813 | 22.5639 | 22.1357 | 21.7657 | 21.4377 | 16.6065 | 18.2134 | 22.8297
Nechells 132kV | Summer Lane 132/11kVDUMMY | Primary Substation | 11 | System Transformation | Headroom (MW) | 29.1616 | 28.2465 | 27.6627 | 26.7147 | 26.5693 | 26.337 | 26.0138 | 25.6096 | 25.2413 | 24.812 | 24.5022 | 24.1328 | 23.6916 | 23.2265 | 21.3935 | 21.8451 | 23.3563
Lea Marston 132kV | Sutton Coldfield 132/11kVDUMMY | Primary Substation | 11 | Best View | Headroom (MW) | 59.1101 | 58.0378 | 57.5999 | 57.1572 | 56.4447 | 55.253 | 53.9343 | 52.5358 | 51.386 | 50.5023 | 49.655 | 49.0418 | 48.3203 | 47.6899 | 39.4659 | 33.5623 | 28.3797
Lea Marston 132kV | Sutton Coldfield 132/11kVDUMMY | Primary Substation | 11 | Consumer Transformation | Headroom (MW) | 59.1101 | 57.67 | 55.1527 | 52.3151 | 48.6709 | 46.3625 | 43.6176 | 41.2255 | 38.2449 | 35.2066 | 32.7718 | 30.6849 | 28.6904 | 27.0568 | 11.794 | 6.2334 | 4.5099
Lea Marston 132kV | Sutton Coldfield 132/11kVDUMMY | Primary Substation | 11 | Falling Short | Headroom (MW) | 59.1101 | 58.0922 | 57.7423 | 57.529 | 56.9441 | 56.29 | 55.5276 | 54.6969 | 53.8746 | 52.8345 | 51.4152 | 49.9577 | 48.5992 | 47.3825 | 36.5115 | 28.363 | 20.6209
Lea Marston 132kV | Sutton Coldfield 132/11kVDUMMY | Primary Substation | 11 | Leading the Way | Headroom (MW) | 59.1101 | 57.2519 | 55.9068 | 54.5432 | 52.668 | 50.2287 | 47.6015 | 44.7829 | 42.3058 | 40.3414 | 38.7666 | 37.7312 | 36.9436 | 36.4478 | 27.5977 | 24.4565 | 21.6516
Lea Marston 132kV | Sutton Coldfield 132/11kVDUMMY | Primary Substation | 11 | System Transformation | Headroom (MW) | 59.1101 | 58.0324 | 57.5357 | 57.2615 | 56.6955 | 55.9739 | 55.1116 | 53.7119 | 52.3451 | 51.1684 | 49.8963 | 48.785 | 47.956 | 47.3105 | 36.4801 | 32.7797 | 29.9084
Cellarhead 132kV | TALKE 33 11kV S STN | Primary Substation | 11 | Best View | Headroom (MW) | 14.1354 | 13.9543 | 13.9871 | 14.0023 | 13.9626 | 13.9107 | 13.8246 | 13.7365 | 13.6481 | 13.5445 | 13.4784 | 13.4502 | 13.462 | 13.2093 | 10.4116 | 8.692 | 7.7035
Cellarhead 132kV | TALKE 33 11kV S STN | Primary Substation | 11 | Consumer Transformation | Headroom (MW) | 14.1354 | 13.8938 | 13.8016 | 13.6471 | 13.3266 | 12.994 | 12.1465 | 11.5523 | 10.7706 | 9.1316 | 8.3006 | 7.784 | 7.2689 | 6.9012 | 0 | 0 | 0
Cellarhead 132kV | TALKE 33 11kV S STN | Primary Substation | 11 | Falling Short | Headroom (MW) | 14.1354 | 13.9669 | 13.9971 | 14.0198 | 13.9727 | 13.9299 | 13.8591 | 13.7712 | 13.6652 | 13.4418 | 13.0459 | 12.6035 | 12.1737 | 11.2454 | 6.7949 | 2.4179 | 0
Cellarhead 132kV | TALKE 33 11kV S STN | Primary Substation | 11 | Leading the Way | Headroom (MW) | 14.1354 | 13.802 | 13.6437 | 13.4266 | 13.0846 | 12.1102 | 11.1248 | 10.0582 | 9.1791 | 8.3705 | 7.0217 | 6.574 | 6.3546 | 6.2682 | 2.0289 | 0.037511 | 0
Cellarhead 132kV | TALKE 33 11kV S STN | Primary Substation | 11 | System Transformation | Headroom (MW) | 14.1354 | 13.941 | 13.9712 | 13.9725 | 13.9025 | 13.8235 | 13.5759 | 12.8234 | 12.4309 | 12.0302 | 11.0874 | 10.7007 | 10.4294 | 10.3664 | 3.849 | 1.3765 | 0
Cellarhead 132kV | TEAN 33 11kV S STN | Primary Substation | 11 | Best View | Headroom (MW) | 17.8406 | 17.4137 | 17.1227 | 16.8492 | 16.4014 | 16.0339 | 15.6311 | 15.2419 | 14.7929 | 14.2235 | 13.5965 | 13.0755 | 12.8282 | 12.6553 | 10.6163 | 10.0379 | 9.5608
Cellarhead 132kV | TEAN 33 11kV S STN | Primary Substation | 11 | Consumer Transformation | Headroom (MW) | 17.8406 | 17.3451 | 16.9644 | 16.549 | 15.9734 | 15.4892 | 14.9227 | 14.4215 | 13.7471 | 13.0002 | 12.1455 | 10.933 | 10.4559 | 9.0299 | 4.5917 | 1.6809 | 0
Cellarhead 132kV | TEAN 33 11kV S STN | Primary Substation | 11 | Falling Short | Headroom (MW) | 17.8406 | 17.4741 | 17.2721 | 17.0429 | 16.7093 | 16.4221 | 16.1236 | 15.8299 | 15.5092 | 15.0748 | 14.6175 | 14.1497 | 13.776 | 13.4248 | 9.8299 | 6.7055 | 3.1791
Cellarhead 132kV | TEAN 33 11kV S STN | Primary Substation | 11 | Leading the Way | Headroom (MW) | 17.8406 | 17.2559 | 16.8208 | 16.3014 | 15.6831 | 15.1018 | 14.5182 | 13.9281 | 13.1464 | 12.5681 | 11.8918 | 10.9788 | 10.8306 | 10.7882 | 8.0766 | 4.3294 | 1.2799
Cellarhead 132kV | TEAN 33 11kV S STN | Primary Substation | 11 | System Transformation | Headroom (MW) | 17.8406 | 17.4054 | 17.0891 | 16.7902 | 16.3583 | 16.013 | 15.1645 | 14.6659 | 14.1695 | 13.6716 | 11.9572 | 11.2356 | 11.0017 | 10.868 | 5.9819 | 3.5738 | 0.36966
Bishops Wood 132kV | TENBURY 33 11kV S STN | Primary Substation | 11 | Best View | Headroom (MW) | 18.1881 | 18.0409 | 18.0827 | 18.1231 | 18.078 | 18.0075 | 17.9334 | 17.8778 | 17.8243 | 17.5077 | 17.4086 | 10.2939 | 0 | 0 | 0 | 0 | 0
Bishops Wood 132kV | TENBURY 33 11kV S STN | Primary Substation | 11 | Consumer Transformation | Headroom (MW) | 18.1881 | 17.9408 | 17.8595 | 17.7685 | 17.6184 | 17.4135 | 17.1507 | 12.1159 | 0 | 0 | 0 | 0 | 0 | 0 | 0 | 0 | 0
Bishops Wood 132kV | TENBURY 33 11kV S STN | Primary Substation | 11 | Falling Short | Headroom (MW) | 18.1881 | 18.0107 | 18.0403 | 18.0704 | 17.9893 | 17.9034 | 17.8045 | 17.7213 | 17.6313 | 17.3661 | 17.2136 | 17.0378 | 16.8638 | 15.6571 | 0 | 0 | 0
Bishops Wood 132kV | TENBURY 33 11kV S STN | Primary Substation | 11 | Leading the Way | Headroom (MW) | 18.1881 | 17.8753 | 17.7612 | 17.6324 | 17.4915 | 17.2843 | 17.0384 | 0 | 0 | 0 | 0 | 0 | 0 | 0 | 0 | 0 | 0
Bishops Wood 132kV | TENBURY 33 11kV S STN | Primary Substation | 11 | System Transformation | Headroom (MW) | 18.1881 | 17.9947 | 17.9663 | 17.9668 | 17.8783 | 17.7614 | 17.3961 | 17.2736 | 17.1093 | 16.7035 | 0 | 0 | 0 | 0 | 0 | 0 | 0
Feckenham 66kV | TEWKESBURY 66 11kV S STN | Primary Substation | 11 | Best View | Headroom (MW) | 8.4398 | 8.3614 | 8.3757 | 8.3703 | 8.3395 | 8.1682 | 8.1347 | 8.0968 | 8.0299 | 7.8819 | 7.8275 | 7.772 | 7.7332 | 7.7039 | 4.014 | 0 | 0
Feckenham 66kV | TEWKESBURY 66 11kV S STN | Primary Substation | 11 | Consumer Transformation | Headroom (MW) | 8.4398 | 8.3279 | 8.2926 | 8.2346 | 8.1436 | 7.9099 | 7.7965 | 7.6953 | 7.554 | 7.3197 | 6.8019 | 4.0153 | 1.1423 | 0 | 0 | 0 | 0
Feckenham 66kV | TEWKESBURY 66 11kV S STN | Primary Substation | 11 | Falling Short | Headroom (MW) | 8.4398 | 8.3588 | 8.369 | 8.3623 | 8.327 | 8.1505 | 8.1143 | 8.071 | 8.0263 | 7.8914 | 7.7903 | 7.6852 | 7.588 | 7.496 | 4.2188 | 0 | 0
Feckenham 66kV | TEWKESBURY 66 11kV S STN | Primary Substation | 11 | Leading the Way | Headroom (MW) | 8.4398 | 8.3043 | 8.2575 | 8.1712 | 8.0682 | 7.7562 | 7.6482 | 7.5412 | 7.3521 | 7.1859 | 7.119 | 7.0861 | 5.512 | 3.3892 | 0 | 0 | 0
Feckenham 66kV | TEWKESBURY 66 11kV S STN | Primary Substation | 11 | System Transformation | Headroom (MW) | 8.4398 | 8.3428 | 8.3333 | 8.3143 | 8.2528 | 8.0641 | 8.0109 | 7.9483 | 7.8512 | 7.6588 | 7.5621 | 7.4697 | 7.4021 | 7.3727 | 0 | 0 | 0
Port Ham 132kV | Tewkesbury Grid 132/11kVDUMMY | Primary Substation | 11 | Best View | Headroom (MW) | 28.0422 | 27.8484 | 27.4192 | 27.1981 | 26.7343 | 26.4893 | 26.1591 | 25.8322 | 25.5612 | 25.2242 | 24.9586 | 24.712 | 24.5044 | 24.3111 | 22.3858 | 21.5396 | 21.222
Port Ham 132kV | Tewkesbury Grid 132/11kVDUMMY | Primary Substation | 11 | Consumer Transformation | Headroom (MW) | 28.0422 | 27.7785 | 27.2462 | 26.9085 | 26.2722 | 25.8486 | 25.2853 | 24.7734 | 24.2848 | 23.6391 | 23.1434 | 22.7552 | 22.372 | 22.0695 | 19.6649 | 18.5968 | 18.4587
Port Ham 132kV | Tewkesbury Grid 132/11kVDUMMY | Primary Substation | 11 | Falling Short | Headroom (MW) | 28.0422 | 27.8443 | 27.5596 | 27.3555 | 26.9751 | 26.701 | 26.4984 | 26.3105 | 26.1489 | 25.9136 | 25.7077 | 25.4859 | 25.285 | 24.9928 | 23.2879 | 21.8888 | 20.8423
Port Ham 132kV | Tewkesbury Grid 132/11kVDUMMY | Primary Substation | 11 | Leading the Way | Headroom (MW) | 28.0422 | 27.7121 | 27.1705 | 26.7449 | 26.0823 | 25.4312 | 24.8771 | 24.302 | 23.8098 | 23.2957 | 22.893 | 22.5775 | 22.2234 | 21.922 | 20.1237 | 19.5144 | 19.2959
Port Ham 132kV | Tewkesbury Grid 132/11kVDUMMY | Primary Substation | 11 | System Transformation | Headroom (MW) | 28.0422 | 27.8338 | 27.399 | 27.1768 | 26.7019 | 26.4426 | 26.2303 | 26.0059 | 25.7049 | 25.3136 | 24.9803 | 24.6579 | 24.3781 | 24.1782 | 22.2301 | 21.7812 | 21.4499
Bishops Wood 132kV | Timberdine 132/11kVDUMMY | Primary Substation | 11 | Best View | Headroom (MW) | 26.6935 | 26.4117 | 26.1986 | 26.1222 | 25.8998 | 25.4398 | 25.0163 | 15.9048 | 7.0044 | 0 | 0 | 0 | 0 | 0 | 0 | 0 | 0
Bishops Wood 132kV | Timberdine 132/11kVDUMMY | Primary Substation | 11 | Consumer Transformation | Headroom (MW) | 26.6935 | 26.2898 | 25.8929 | 25.5807 | 19.7762 | 10.6517 | 0 | 0 | 0 | 0 | 0 | 0 | 0 | 0 | 0 | 0 | 0
Bishops Wood 132kV | Timberdine 132/11kVDUMMY | Primary Substation | 11 | Falling Short | Headroom (MW) | 26.6935 | 26.3984 | 26.2163 | 26.1317 | 25.9061 | 25.5418 | 25.2826 | 24.3606 | 19.3522 | 12.4806 | 6.0906 | 0 | 0 | 0 | 0 | 0 | 0
Bishops Wood 132kV | Timberdine 132/11kVDUMMY | Primary Substation | 11 | Leading the Way | Headroom (MW) | 26.6935 | 26.1617 | 25.6886 | 23.1403 | 13.9384 | 0 | 0 | 0 | 0 | 0 | 0 | 0 | 0 | 0 | 0 | 0 | 0
Bishops Wood 132kV | Timberdine 132/11kVDUMMY | Primary Substation | 11 | System Transformation | Headroom (MW) | 26.6935 | 26.3802 | 26.1307 | 26.012 | 25.7545 | 25.3675 | 20.922 | 12.8622 | 1.8998 | 0 | 0 | 0 | 0 | 0 | 0 | 0 | 0
Oldbury 132kV | Tividale 132/11kVDUMMY | Primary Substation | 11 | Best View | Headroom (MW) | 58.1581 | 57.5984 | 57.6444 | 57.5899 | 57.3856 | 57.2532 | 56.6742 | 56.1121 | 55.4587 | 54.789 | 54.1315 | 53.5572 | 53.0607 | 52.6138 | 46.329 | 43.5041 | 42.7442
Oldbury 132kV | Tividale 132/11kVDUMMY | Primary Substation | 11 | Consumer Transformation | Headroom (MW) | 58.1581 | 57.3799 | 57.1077 | 56.5399 | 55.6093 | 54.8409 | 53.6194 | 52.5985 | 51.3535 | 49.7728 | 48.4946 | 47.5854 | 46.6784 | 45.9342 | 38.8537 | 36.2357 | 36.4396
Oldbury 132kV | Tividale 132/11kVDUMMY | Primary Substation | 11 | Falling Short | Headroom (MW) | 58.1581 | 57.5812 | 57.6164 | 57.5661 | 57.3262 | 57.2181 | 57.1478 | 57.0909 | 56.9587 | 56.7343 | 56.5262 | 56.2824 | 56.0324 | 55.8341 | 51.6784 | 46.8332 | 42.9519
Oldbury 132kV | Tividale 132/11kVDUMMY | Primary Substation | 11 | Leading the Way | Headroom (MW) | 58.1581 | 57.1017 | 56.5401 | 55.6983 | 54.6797 | 53.4309 | 52.2486 | 51.0352 | 49.8488 | 48.6913 | 47.6667 | 46.8504 | 45.8881 | 45.0484 | 39.927 | 38.7276 | 38.5295
Oldbury 132kV | Tividale 132/11kVDUMMY | Primary Substation | 11 | System Transformation | Headroom (MW) | 58.1581 | 57.5592 | 57.5577 | 57.3136 | 56.9876 | 56.7967 | 56.7024 | 56.5615 | 56.3536 | 56.0807 | 55.3194 | 54.6127 | 53.9952 | 53.6266 | 47.8302 | 46.8178 | 46.1079
Port Ham 132kV | TUFFLEY 33 11kV S STN | Primary Substation | 11 | Best View | Headroom (MW) | 10.3161 | 10.0921 | 9.778 | 9.7132 | 9.599 | 9.4889 | 9.29 | 9.0419 | 8.6043 | 8.2495 | 7.9386 | 7.6642 | 7.4235 | 7.157 | 5.0429 | 3.8782 | 3.2056
Port Ham 132kV | TUFFLEY 33 11kV S STN | Primary Substation | 11 | Consumer Transformation | Headroom (MW) | 10.3161 | 10.0108 | 9.5873 | 9.3955 | 9.1324 | 8.888 | 8.5058 | 8.1341 | 7.5279 | 6.6933 | 6.0931 | 5.6046 | 5.1198 | 4.6336 | 0.41234 | 0 | 0
Port Ham 132kV | TUFFLEY 33 11kV S STN | Primary Substation | 11 | Falling Short | Headroom (MW) | 10.3161 | 10.0758 | 9.9469 | 9.8831 | 9.7652 | 9.6593 | 9.5748 | 9.4562 | 9.1854 | 8.9149 | 8.6792 | 8.432 | 8.1864 | 7.7678 | 5.3811 | 3.6403 | 1.4386
Port Ham 132kV | TUFFLEY 33 11kV S STN | Primary Substation | 11 | Leading the Way | Headroom (MW) | 10.3161 | 9.9481 | 9.4805 | 9.2433 | 8.9727 | 8.5968 | 8.2323 | 7.7966 | 7.1407 | 6.434 | 5.919 | 5.5419 | 5.1911 | 4.8139 | 2.3872 | 0.59471 | 0
Port Ham 132kV | TUFFLEY 33 11kV S STN | Primary Substation | 11 | System Transformation | Headroom (MW) | 10.3161 | 10.0594 | 9.7165 | 9.6314 | 9.4995 | 9.379 | 9.2808 | 9.1132 | 8.6386 | 8.166 | 7.7419 | 7.3356 | 6.9621 | 6.623 | 4.057 | 3.2952 | 2.8724
Bishops Wood 132kV | Upton Warren 132/66/11kVDUMMY | Primary Substation | 11 | Best View | Headroom (MW) | 59.9353 | 59.1593 | 58.7718 | 57.5417 | 56.4074 | 55.1072 | 54.0751 | 52.8157 | 51.7476 | 50.6431 | 48.9665 | 48.1071 | 46.3825 | 45.2959 | 36.6044 | 30.3715 | 22.6375
Bishops Wood 132kV | Upton Warren 132/66/11kVDUMMY | Primary Substation | 11 | Consumer Transformation | Headroom (MW) | 59.9353 | 58.8917 | 58.0888 | 56.4878 | 54.6836 | 53.2096 | 51.3239 | 49.5059 | 47.4355 | 44.9342 | 42.9358 | 41.0537 | 39.5554 | 38.2642 | 26.8112 | 20.4054 | 18.0775
Bishops Wood 132kV | Upton Warren 132/66/11kVDUMMY | Primary Substation | 11 | Falling Short | Headroom (MW) | 59.9353 | 59.2106 | 58.8905 | 57.9623 | 56.9874 | 56.2142 | 55.5485 | 54.7514 | 53.9548 | 52.8825 | 51.2029 | 50.1785 | 48.5613 | 47.6185 | 39.2796 | 30.9785 | 20.3797
Bishops Wood 132kV | Upton Warren 132/66/11kVDUMMY | Primary Substation | 11 | Leading the Way | Headroom (MW) | 59.9353 | 58.5739 | 57.5352 | 55.6804 | 53.8397 | 51.8667 | 49.8287 | 47.7358 | 45.6182 | 43.7481 | 42.1368 | 40.3392 | 38.9705 | 37.7397 | 29.3902 | 24.6982 | 21.7993
Bishops Wood 132kV | Upton Warren 132/66/11kVDUMMY | Primary Substation | 11 | System Transformation | Headroom (MW) | 59.9353 | 59.136 | 58.6951 | 57.5835 | 56.2327 | 55.4032 | 54.4472 | 53.4453 | 51.6877 | 50.6072 | 49.1745 | 47.9315 | 46.7827 | 45.9326 | 36.0258 | 31.1216 | 27.9713
Bishops Wood 132kV | UPTON WARREN 132kV S STN | Bulk Supply Point | 11 | Best View | Headroom (MW) | 51.2694 | 45.3763 | 43.2486 | 42.8417 | 39.3705 | 34.5024 | 25.062 | 15.9339 | 7.0172 | 0 | 0 | 0 | 0 | 0 | 0 | 0 | 0
Bishops Wood 132kV | UPTON WARREN 132kV S STN | Bulk Supply Point | 11 | Consumer Transformation | Headroom (MW) | 51.2694 | 41.9617 | 35.2444 | 29.2944 | 19.8123 | 10.6711 | 0 | 0 | 0 | 0 | 0 | 0 | 0 | 0 | 0 | 0 | 0
Bishops Wood 132kV | UPTON WARREN 132kV S STN | Bulk Supply Point | 11 | Falling Short | Headroom (MW) | 51.2694 | 44.8372 | 43.0175 | 42.1869 | 37.9778 | 33.8218 | 29.0336 | 24.4051 | 19.3875 | 12.5033 | 6.1017 | 0 | 0 | 0 | 0 | 0 | 0
Bishops Wood 132kV | UPTON WARREN 132kV S STN | Bulk Supply Point | 11 | Leading the Way | Headroom (MW) | 51.2694 | 39.3365 | 31.0113 | 23.1825 | 13.9638 | 0 | 0 | 0 | 0 | 0 | 0 | 0 | 0 | 0 | 0 | 0 | 0
Bishops Wood 132kV | UPTON WARREN 132kV S STN | Bulk Supply Point | 11 | System Transformation | Headroom (MW) | 51.2694 | 43.9192 | 40.441 | 38.5999 | 33.3929 | 27.2601 | 20.9601 | 12.8856 | 1.9033 | 0 | 0 | 0 | 0 | 0 | 0 | 0 | 0
Bustleholm 132kV | Walsall 132kV/33kV | Bulk Supply Point | 33 | Best View | Headroom (MW) | 46.8792 | 46.8792 | 46.8792 | 46.8792 | 46.8792 | 46.8792 | 46.8792 | 46.8792 | 44.8485 | 39.7432 | 34.5669 | 30.2407 | 25.6456 | 21.8039 | 0.17794 | 0 | 0
Bustleholm 132kV | Walsall 132kV/33kV | Bulk Supply Point | 33 | Consumer Transformation | Headroom (MW) | 46.8792 | 46.8792 | 46.8792 | 46.8792 | 46.8792 | 46.8792 | 46.8792 | 44.3311 | 40.2663 | 34.2042 | 28.7851 | 24.9319 | 20.4932 | 16.9949 | 0 | 0 | 0
Bustleholm 132kV | Walsall 132kV/33kV | Bulk Supply Point | 33 | Falling Short | Headroom (MW) | 46.8792 | 46.8792 | 46.8792 | 46.8792 | 46.8792 | 46.8792 | 46.8792 | 46.8792 | 46.8792 | 46.8792 | 46.8792 | 46.8792 | 46.8792 | 46.8792 | 37.5808 | 22.6141 | 10.4217
Bustleholm 132kV | Walsall 132kV/33kV | Bulk Supply Point | 33 | Leading the Way | Headroom (MW) | 46.8792 | 46.8792 | 46.8792 | 46.8792 | 46.8792 | 46.8792 | 46.8792 | 42.7918 | 39.2249 | 34.3196 | 30.3611 | 26.9287 | 23.7203 | 21.6897 | 5.1907 | 0 | 0
Bustleholm 132kV | Walsall 132kV/33kV | Bulk Supply Point | 33 | System Transformation | Headroom (MW) | 46.8792 | 46.8792 | 46.8792 | 46.8792 | 46.8792 | 46.8792 | 46.8792 | 46.8792 | 46.8792 | 46.8792 | 46.8792 | 46.8792 | 46.8792 | 46.1815 | 27.1164 | 21.1558 | 17.1659
Bishops Wood 132kV | Warndon 132/11kVDUMMY | Primary Substation | 11 | Best View | Headroom (MW) | 89.3879 | 88.5154 | 88.5161 | 88.3595 | 84.4204 | 73.9819 | 53.7392 | 34.1663 | 15.0467 | 0 | 0 | 0 | 0 | 0 | 0 | 0 | 0
Bishops Wood 132kV | Warndon 132/11kVDUMMY | Primary Substation | 11 | Consumer Transformation | Headroom (MW) | 89.3879 | 88.2464 | 75.5729 | 62.8147 | 42.4826 | 22.8815 | 0 | 0 | 0 | 0 | 0 | 0 | 0 | 0 | 0 | 0 | 0
Bishops Wood 132kV | Warndon 132/11kVDUMMY | Primary Substation | 11 | Falling Short | Headroom (MW) | 89.3879 | 88.5516 | 88.5725 | 88.4468 | 81.434 | 72.5224 | 62.2554 | 52.3307 | 41.5718 | 26.8103 | 13.0835 | 0 | 0 | 0 | 0 | 0 | 0
Bishops Wood 132kV | Warndon 132/11kVDUMMY | Primary Substation | 11 | Leading the Way | Headroom (MW) | 89.3879 | 84.3474 | 66.4962 | 49.7092 | 29.942 | 0 | 0 | 0 | 0 | 0 | 0 | 0 | 0 | 0 | 0 | 0 | 0
Bishops Wood 132kV | Warndon 132/11kVDUMMY | Primary Substation | 11 | System Transformation | Headroom (MW) | 89.3879 | 88.4854 | 86.7158 | 82.768 | 71.6028 | 58.4525 | 44.9439 | 27.63 | 4.0811 | 0 | 0 | 0 | 0 | 0 | 0 | 0 | 0
Bushbury 132kV | Wednesfield 132/11kVDUMMY | Primary Substation | 11 | Best View | Headroom (MW) | 53.0312 | 51.9478 | 51.8983 | 51.8382 | 51.1999 | 50.0714 | 48.0078 | 45.82 | 43.5679 | 41.1515 | 38.7969 | 36.7918 | 35.0194 | 33.4523 | 19.0091 | 11.9547 | 8.6759
Bushbury 132kV | Wednesfield 132/11kVDUMMY | Primary Substation | 11 | Consumer Transformation | Headroom (MW) | 53.0312 | 51.5939 | 50.9365 | 50.1821 | 48.5584 | 46.575 | 43.4614 | 40.6051 | 37.4379 | 33.5722 | 30.3725 | 28.0906 | 25.8379 | 24.0369 | 6.2595 | 0 | 0
Bushbury 132kV | Wednesfield 132/11kVDUMMY | Primary Substation | 11 | Falling Short | Headroom (MW) | 53.0312 | 52.0344 | 52.0293 | 52.1083 | 51.8075 | 51.1094 | 50.4394 | 49.7409 | 48.974 | 47.8808 | 46.7673 | 45.6307 | 44.1298 | 42.3004 | 29.6693 | 17.8059 | 7.7794
Bushbury 132kV | Wednesfield 132/11kVDUMMY | Primary Substation | 11 | Leading the Way | Headroom (MW) | 53.0312 | 50.9773 | 49.8073 | 48.5977 | 47.0521 | 44.0252 | 40.9887 | 37.7078 | 34.5564 | 31.4615 | 28.7548 | 26.6846 | 24.545 | 22.7759 | 10.0664 | 5.9492 | 3.2605
Bushbury 132kV | Wednesfield 132/11kVDUMMY | Primary Substation | 11 | System Transformation | Headroom (MW) | 53.0312 | 51.9651 | 51.8278 | 51.7536 | 51.4616 | 50.7276 | 49.8838 | 48.8632 | 46.9772 | 45.1618 | 43.2214 | 41.4264 | 39.9374 | 39.0752 | 24.7726 | 20.0924 | 15.7629
Ironbridge & Shrewsbury 132kV | WEIR HILL 33 11kV S STN | Primary Substation | 11 | Best View | Headroom (MW) | 0 | 0 | 0 | 0 | 0 | 0 | 0 | 0 | 0 | 0 | 0 | 0 | 0 | 0 | 0 | 0 | 0
Ironbridge & Shrewsbury 132kV | WEIR HILL 33 11kV S STN | Primary Substation | 11 | Consumer Transformation | Headroom (MW) | 0 | 0 | 0 | 0 | 0 | 0 | 0 | 0 | 0 | 0 | 0 | 0 | 0 | 0 | 0 | 0 | 0
Ironbridge & Shrewsbury 132kV | WEIR HILL 33 11kV S STN | Primary Substation | 11 | Falling Short | Headroom (MW) | 0 | 0 | 0 | 0 | 0 | 0 | 0 | 0 | 0 | 0 | 0 | 0 | 0 | 0 | 0 | 0 | 0
Ironbridge & Shrewsbury 132kV | WEIR HILL 33 11kV S STN | Primary Substation | 11 | Leading the Way | Headroom (MW) | 0 | 0 | 0 | 0 | 0 | 0 | 0 | 0 | 0 | 0 | 0 | 0 | 0 | 0 | 0 | 0 | 0
Ironbridge & Shrewsbury 132kV | WEIR HILL 33 11kV S STN | Primary Substation | 11 | System Transformation | Headroom (MW) | 0 | 0 | 0 | 0 | 0 | 0 | 0 | 0 | 0 | 0 | 0 | 0 | 0 | 0 | 0 | 0 | 0
Cellarhead 132kV | WHITFIELD 132 33kV S STN | Bulk Supply Point | 33 | Best View | Headroom (MW) | 150.1091 | 148.0088 | 147.4398 | 146.8834 | 145.3502 | 143.0522 | 139.6538 | 136.1996 | 132.5576 | 128.1588 | 124.2739 | 121.0369 | 118.4973 | 116.5178 | 96.1746 | 87.5097 | 84.7587
Cellarhead 132kV | WHITFIELD 132 33kV S STN | Bulk Supply Point | 33 | Consumer Transformation | Headroom (MW) | 150.1091 | 147.4134 | 145.86 | 143.932 | 140.4937 | 136.2451 | 130.3953 | 125.0105 | 118.8223 | 111.2 | 105.1523 | 97.3439 | 86.6526 | 76.6306 | 0 | 0 | 0
Cellarhead 132kV | WHITFIELD 132 33kV S STN | Bulk Supply Point | 33 | Falling Short | Headroom (MW) | 150.1091 | 148.2092 | 147.942 | 147.6352 | 146.5251 | 144.6834 | 143.0742 | 141.4144 | 139.5 | 136.6904 | 133.9561 | 131.1691 | 128.2476 | 125.1993 | 101.1704 | 58.3203 | 15.3498
Cellarhead 132kV | WHITFIELD 132 33kV S STN | Bulk Supply Point | 33 | Leading the Way | Headroom (MW) | 150.1091 | 146.4746 | 144.2923 | 141.737 | 138.1772 | 131.7965 | 125.7077 | 119.2818 | 112.8736 | 106.9722 | 102.1147 | 97.7478 | 91.6774 | 85.3263 | 29.604 | 7.067 | 0
Cellarhead 132kV | WHITFIELD 132 33kV S STN | Bulk Supply Point | 33 | System Transformation | Headroom (MW) | 150.1091 | 147.9953 | 147.5063 | 146.9327 | 145.4943 | 143.4715 | 140.6723 | 138.3522 | 134.873 | 131.2325 | 126.1412 | 122.4953 | 119.7722 | 117.5159 | 78.5801 | 53.3703 | 32.899
Cellarhead 132kV | Whitfield 132/33/11kVDUMMY | Primary Substation | 11 | Best View | Headroom (MW) | 13.1584 | 13.0096 | 13.0392 | 13.0332 | 12.8901 | 12.754 | 12.6243 | 12.4963 | 12.3771 | 12.2046 | 12.1022 | 12.0557 | 12.0876 | 12.1699 | 10.906 | 9.8479 | 9.1135
Cellarhead 132kV | Whitfield 132/33/11kVDUMMY | Primary Substation | 11 | Consumer Transformation | Headroom (MW) | 13.1584 | 12.9213 | 12.8262 | 12.648 | 12.1876 | 11.6846 | 11.1532 | 10.7191 | 10.1942 | 9.4022 | 8.8352 | 8.5042 | 8.1952 | 7.9852 | 0 | 0 | 0
Cellarhead 132kV | Whitfield 132/33/11kVDUMMY | Primary Substation | 11 | Falling Short | Headroom (MW) | 13.1584 | 12.9965 | 13.0241 | 13.034 | 12.9123 | 12.7811 | 12.6568 | 12.5251 | 12.3774 | 12.1076 | 11.8651 | 11.6169 | 11.3767 | 11.1733 | 8.651 | 5.9872 | 3.7176
Cellarhead 132kV | Whitfield 132/33/11kVDUMMY | Primary Substation | 11 | Leading the Way | Headroom (MW) | 13.1584 | 12.7951 | 12.6088 | 12.3352 | 11.8543 | 11.3349 | 10.8143 | 10.267 | 9.7139 | 9.1238 | 8.6984 | 8.4533 | 8.3501 | 8.3262 | 6.5072 | 5.8997 | 0
Cellarhead 132kV | Whitfield 132/33/11kVDUMMY | Primary Substation | 11 | System Transformation | Headroom (MW) | 13.1584 | 12.9933 | 13.0085 | 12.9835 | 12.8572 | 12.6846 | 12.526 | 12.3414 | 12.116 | 11.8489 | 11.5883 | 11.3903 | 11.2657 | 11.2895 | 8.239 | 7.0702 | 5.9873
Willenhall 132kV | Willenhall 132/25/11kVDUMMY | Primary Substation | 11 | Best View | Headroom (MW) | 21.7612 | 19.1602 | 18.3544 | 18.3697 | 17.7984 | 17.1954 | 15.9129 | 14.7114 | 13.1843 | 11.0361 | 8.9264 | 6.9752 | 2.083 | 0 | 0 | 0 | 0
Willenhall 132kV | Willenhall 132/25/11kVDUMMY | Primary Substation | 11 | Consumer Transformation | Headroom (MW) | 21.7612 | 18.8953 | 17.6643 | 17.1392 | 15.8787 | 14.6307 | 12.533 | 10.8424 | 8.5811 | 5.2607 | 0 | 0 | 0 | 0 | 0 | 0 | 0
Willenhall 132kV | Willenhall 132/25/11kVDUMMY | Primary Substation | 11 | Falling Short | Headroom (MW) | 21.7612 | 19.6442 | 19.2787 | 19.475 | 19.2914 | 19.1131 | 18.9842 | 18.8594 | 18.5896 | 17.9609 | 17.3204 | 16.592 | 15.9166 | 14.6327 | 4.3555 | 0 | 0
Willenhall 132kV | Willenhall 132/25/11kVDUMMY | Primary Substation | 11 | Leading the Way | Headroom (MW) | 21.7612 | 18.3167 | 16.6891 | 15.805 | 14.5783 | 12.7726 | 10.7522 | 8.4743 | 6.153 | 3.5344 | 1.1809 | 0 | 0 | 0 | 0 | 0 | 0
Willenhall 132kV | Willenhall 132/25/11kVDUMMY | Primary Substation | 11 | System Transformation | Headroom (MW) | 21.7612 | 19.2936 | 18.5502 | 18.698 | 18.6258 | 18.5105 | 18.3996 | 18.1936 | 17.2245 | 15.9094 | 14.448 | 12.9752 | 11.6314 | 10.6559 | 0 | 0 | 0
Bustleholm 132kV | Winson Green 132/11kVDUMMY | Primary Substation | 11 | Best View | Headroom (MW) | 21.529 | 19.8725 | 18.8378 | 16.3127 | 12.8315 | 9.1068 | 5.4877 | 1.912 | 0 | 0 | 0 | 0 | 0 | 0 | 0 | 0 | 0
Bustleholm 132kV | Winson Green 132/11kVDUMMY | Primary Substation | 11 | Consumer Transformation | Headroom (MW) | 21.529 | 19.6334 | 18.112 | 15.4011 | 11.2744 | 8.1886 | 4.0144 | 0 | 0 | 0 | 0 | 0 | 0 | 0 | 0 | 0 | 0
Bustleholm 132kV | Winson Green 132/11kVDUMMY | Primary Substation | 11 | Falling Short | Headroom (MW) | 21.529 | 20.1603 | 19.4295 | 17.4593 | 14.961 | 12.6 | 10.2235 | 8.0936 | 5.9317 | 3.4812 | 0.78253 | 0 | 0 | 0 | 0 | 0 | 0
Bustleholm 132kV | Winson Green 132/11kVDUMMY | Primary Substation | 11 | Leading the Way | Headroom (MW) | 21.529 | 19.1582 | 17.3463 | 13.9942 | 9.826 | 5.4061 | 1.0705 | 0 | 0 | 0 | 0 | 0 | 0 | 0 | 0 | 0 | 0
Bustleholm 132kV | Winson Green 132/11kVDUMMY | Primary Substation | 11 | System Transformation | Headroom (MW) | 21.529 | 19.9276 | 18.8022 | 16.5644 | 13.3034 | 11.0785 | 8.3314 | 5.4161 | 2.3567 | 0 | 0 | 0 | 0 | 0 | 0 | 0 | 0
Willenhall 132kV | Wolverhampton 132/33/11kV DUMMY | Primary Substation | 11 | Best View | Headroom (MW) | 54.2786 | 53.3125 | 51.5106 | 49.4604 | 47.3468 | 46.9296 | 46.4024 | 45.892 | 44.7293 | 34.369 | 23.9798 | 13.031 | 2.0861 | 0 | 0 | 0 | 0
Willenhall 132kV | Wolverhampton 132/33/11kV DUMMY | Primary Substation | 11 | Consumer Transformation | Headroom (MW) | 54.2786 | 53.0392 | 50.6744 | 47.9862 | 45.3283 | 44.4985 | 43.4195 | 35.1793 | 23.5805 | 7.2443 | 0 | 0 | 0 | 0 | 0 | 0 | 0
Willenhall 132kV | Wolverhampton 132/33/11kV DUMMY | Primary Substation | 11 | Falling Short | Headroom (MW) | 54.2786 | 53.2748 | 53.1647 | 53.2098 | 53.2853 | 53.4141 | 53.4854 | 53.4842 | 53.4354 | 53.2589 | 52.6968 | 52.0599 | 51.3867 | 50.6884 | 18.1608 | 0 | 0
Willenhall 132kV | Wolverhampton 132/33/11kV DUMMY | Primary Substation | 11 | Leading the Way | Headroom (MW) | 54.2786 | 52.6267 | 51.6333 | 50.8943 | 50.4989 | 49.8188 | 48.8839 | 41.418 | 30.9875 | 18.4519 | 8.0015 | 0 | 0 | 0 | 0 | 0 | 0
Willenhall 132kV | Wolverhampton 132/33/11kV DUMMY | Primary Substation | 11 | System Transformation | Headroom (MW) | 54.2786 | 53.2309 | 52.9095 | 52.7378 | 52.8481 | 53.0553 | 53.1636 | 52.4887 | 51.9579 | 51.1865 | 50.3685 | 49.5221 | 48.6327 | 44.4488 | 0 | 0 | 0
Willenhall 132kV | WOLVERHAMPTON 132kV S STN | Bulk Supply Point | 33 | Best View | Headroom (MW) | 77.8271 | 77.8271 | 60.5289 | 39.2182 | 10.0525 | 0 | 0 | 0 | 0 | 0 | 0 | 0 | 0 | 0 | 0 | 0 | 0
Willenhall 132kV | WOLVERHAMPTON 132kV S STN | Bulk Supply Point | 33 | Consumer Transformation | Headroom (MW) | 77.8271 | 77.8271 | 47.3479 | 15.8439 | 0 | 0 | 0 | 0 | 0 | 0 | 0 | 0 | 0 | 0 | 0 | 0 | 0
Willenhall 132kV | WOLVERHAMPTON 132kV S STN | Bulk Supply Point | 33 | Falling Short | Headroom (MW) | 77.8271 | 77.8271 | 77.8271 | 77.8271 | 77.8271 | 77.8271 | 77.8271 | 16.7872 | 11.7894 | 0 | 0 | 0 | 0 | 0 | 0 | 0 | 0
Willenhall 132kV | WOLVERHAMPTON 132kV S STN | Bulk Supply Point | 33 | Leading the Way | Headroom (MW) | 77.8271 | 71.053 | 47.8946 | 31.6835 | 12.8296 | 0 | 0 | 0 | 0 | 0 | 0 | 0 | 0 | 0 | 0 | 0 | 0
Willenhall 132kV | WOLVERHAMPTON 132kV S STN | Bulk Supply Point | 33 | System Transformation | Headroom (MW) | 77.8271 | 77.8271 | 77.8251 | 77.6788 | 75.9481 | 70.7579 | 66.0324 | 0 | 0 | 0 | 0 | 0 | 0 | 0 | 0 | 0 | 0
Penn 132kV | Wolverhampton West 132/33/11kVDUMMY | Primary Substation | 11 | Best View | Headroom (MW) | 2.8967 | 2.6054 | 2.7813 | 2.8162 | 2.4823 | 1.9711 | 1.0925 | 0.19088 | 0 | 0 | 0 | 0 | 0 | 0 | 0 | 0 | 0
Penn 132kV | Wolverhampton West 132/33/11kVDUMMY | Primary Substation | 11 | Consumer Transformation | Headroom (MW) | 2.8967 | 2.252 | 1.8848 | 1.3202 | 0.059319 | 0 | 0 | 0 | 0 | 0 | 0 | 0 | 0 | 0 | 0 | 0 | 0
Penn 132kV | Wolverhampton West 132/33/11kVDUMMY | Primary Substation | 11 | Falling Short | Headroom (MW) | 2.8967 | 2.5668 | 2.7128 | 2.825 | 2.5644 | 2.2645 | 1.8943 | 1.4646 | 0.95711 | 0.23725 | 0 | 0 | 0 | 0 | 0 | 0 | 0
Penn 132kV | Wolverhampton West 132/33/11kVDUMMY | Primary Substation | 11 | Leading the Way | Headroom (MW) | 2.8967 | 1.804 | 1.1025 | 0.21819 | 0 | 0 | 0 | 0 | 0 | 0 | 0 | 0 | 0 | 0 | 0 | 0 | 0
Penn 132kV | Wolverhampton West 132/33/11kVDUMMY | Primary Substation | 11 | System Transformation | Headroom (MW) | 2.8967 | 2.6188 | 2.8004 | 2.8943 | 2.8186 | 2.5219 | 2.1114 | 1.6034 | 0.69895 | 0 | 0 | 0 | 0 | 0 | 0 | 0 | 0
Penn 132kV | WOLVERHAMPTON WEST 132kV S STN | Bulk Supply Point | 11 | Best View | Headroom (MW) | 51.4849 | 50.7648 | 50.8137 | 50.6683 | 49.9795 | 48.8683 | 47.3022 | 45.7001 | 44.0685 | 42.6259 | 41.3128 | 40.3589 | 39.5323 | 38.9152 | 27.8604 | 19.7727 | 14.1162
Penn 132kV | WOLVERHAMPTON WEST 132kV S STN | Bulk Supply Point | 11 | Consumer Transformation | Headroom (MW) | 51.4849 | 50.2661 | 49.5166 | 48.5144 | 46.5345 | 44.4158 | 41.2868 | 38.6041 | 35.5909 | 32.1392 | 29.4633 | 27.8108 | 26.0328 | 24.9223 | 7.5625 | 0.11777 | 0
Penn 132kV | WOLVERHAMPTON WEST 132kV S STN | Bulk Supply Point | 11 | Falling Short | Headroom (MW) | 51.4849 | 50.75 | 50.8012 | 50.7989 | 50.28 | 49.6998 | 49.018 | 48.2626 | 47.454 | 46.317 | 45.2179 | 44.0854 | 43.0115 | 41.7808 | 29.6107 | 19.8912 | 9.7917
Penn 132kV | WOLVERHAMPTON WEST 132kV S STN | Bulk Supply Point | 11 | Leading the Way | Headroom (MW) | 51.4849 | 49.6159 | 48.4191 | 46.9555 | 45.0777 | 42.3539 | 39.4105 | 36.2947 | 33.2807 | 30.6855 | 28.6375 | 27.3581 | 26.2325 | 25.5292 | 14.6276 | 9.2575 | 4.2535
Penn 132kV | WOLVERHAMPTON WEST 132kV S STN | Bulk Supply Point | 11 | System Transformation | Headroom (MW) | 51.4849 | 50.7734 | 50.8072 | 50.7483 | 50.4135 | 49.7069 | 48.9306 | 47.9987 | 46.637 | 45.0363 | 43.5301 | 42.2365 | 41.2683 | 41.0059 | 27.1696 | 21.8555 | 15.9888
Penn 132kV | Woodside 132/11kVDUMMY | Primary Substation | 11 | Best View | Headroom (MW) | 36.413 | 35.0103 | 34.9037 | 34.7542 | 34.4211 | 34.0144 | 33.5751 | 32.7681 | 31.7922 | 30.859 | 30.0152 | 29.179 | 28.3689 | 27.077 | 18.1816 | 14.5947 | 15.4614
Penn 132kV | Woodside 132/11kVDUMMY | Primary Substation | 11 | Consumer Transformation | Headroom (MW) | 36.413 | 34.6693 | 32.4015 | 29.4971 | 26.0607 | 24.2877 | 22.2493 | 20.5676 | 18.077 | 15.1906 | 12.8266 | 10.5328 | 8.0712 | 5.8051 | 0 | 0 | 0
Penn 132kV | Woodside 132/11kVDUMMY | Primary Substation | 11 | Falling Short | Headroom (MW) | 36.413 | 35.0774 | 34.9939 | 34.8002 | 34.3929 | 33.991 | 33.5838 | 33.2345 | 32.8095 | 32.294 | 31.3773 | 30.4198 | 29.4756 | 28.5559 | 21.1407 | 12.6776 | 7.0141
Penn 132kV | Woodside 132/11kVDUMMY | Primary Substation | 11 | Leading the Way | Headroom (MW) | 36.413 | 34.2745 | 33.395 | 32.3228 | 31.0209 | 29.2514 | 27.2946 | 25.3371 | 23.3943 | 21.6102 | 20.1012 | 18.8463 | 17.4218 | 16.2254 | 9.061 | 6.713 | 6.7035
Penn 132kV | Woodside 132/11kVDUMMY | Primary Substation | 11 | System Transformation | Headroom (MW) | 36.413 | 34.9092 | 34.6945 | 34.3983 | 33.9603 | 33.487 | 32.9784 | 32.0595 | 30.9908 | 29.873 | 28.7664 | 27.6719 | 26.6538 | 25.4292 | 15.7252 | 13.359 | 12.7866
Bishops Wood 132kV | WOOFFERTON 66 11kV S STN | Primary Substation | 11 | Best View | Headroom (MW) | 10.3607 | 10.2883 | 10.3075 | 10.3182 | 10.2953 | 10.2687 | 10.2357 | 10.2005 | 9.5471 | 0 | 0 | 0 | 0 | 0 | 0 | 0 | 0
Bishops Wood 132kV | WOOFFERTON 66 11kV S STN | Primary Substation | 11 | Consumer Transformation | Headroom (MW) | 10.3607 | 10.2252 | 10.1615 | 10.077 | 9.9846 | 9.9101 | 0 | 0 | 0 | 0 | 0 | 0 | 0 | 0 | 0 | 0 | 0
Bishops Wood 132kV | WOOFFERTON 66 11kV S STN | Primary Substation | 11 | Falling Short | Headroom (MW) | 10.3607 | 10.2706 | 10.2745 | 10.2722 | 10.2234 | 10.182 | 10.1419 | 10.1057 | 10.0487 | 9.9656 | 8.3015 | 0 | 0 | 0 | 0 | 0 | 0
Bishops Wood 132kV | WOOFFERTON 66 11kV S STN | Primary Substation | 11 | Leading the Way | Headroom (MW) | 10.3607 | 10.2018 | 10.1266 | 10.0297 | 9.9523 | 0 | 0 | 0 | 0 | 0 | 0 | 0 | 0 | 0 | 0 | 0 | 0
Bishops Wood 132kV | WOOFFERTON 66 11kV S STN | Primary Substation | 11 | System Transformation | Headroom (MW) | 10.3607 | 10.2488 | 10.2244 | 10.1991 | 10.1333 | 10.0809 | 10.0263 | 9.9533 | 2.5895 | 0 | 0 | 0 | 0 | 0 | 0 | 0 | 0
Bishops Wood 132kV | Worcester 132/11kVDUMMY | Primary Substation | 11 | Best View | Headroom (MW) | 26.8925 | 26.7565 | 26.3323 | 26.0845 | 23.9711 | 21.0071 | 15.2592 | 9.7015 | 4.2725 | 0 | 0 | 0 | 0 | 0 | 0 | 0 | 0
Bishops Wood 132kV | Worcester 132/11kVDUMMY | Primary Substation | 11 | Consumer Transformation | Headroom (MW) | 26.8925 | 25.5488 | 21.4588 | 17.8362 | 12.0629 | 6.4972 | 0 | 0 | 0 | 0 | 0 | 0 | 0 | 0 | 0 | 0 | 0
Bishops Wood 132kV | Worcester 132/11kVDUMMY | Primary Substation | 11 | Falling Short | Headroom (MW) | 26.8925 | 26.7251 | 26.1916 | 25.6859 | 23.1231 | 20.5927 | 17.6774 | 14.8592 | 11.8043 | 7.6128 | 3.7151 | 0 | 0 | 0 | 0 | 0 | 0
Bishops Wood 132kV | Worcester 132/11kVDUMMY | Primary Substation | 11 | Leading the Way | Headroom (MW) | 26.8925 | 23.9503 | 18.8815 | 14.1149 | 8.502 | 0 | 0 | 0 | 0 | 0 | 0 | 0 | 0 | 0 | 0 | 0 | 0
Bishops Wood 132kV | Worcester 132/11kVDUMMY | Primary Substation | 11 | System Transformation | Headroom (MW) | 26.8925 | 26.7319 | 24.6229 | 23.5019 | 20.3315 | 16.5975 | 12.7618 | 7.8455 | 1.1588 | 0 | 0 | 0 | 0 | 0 | 0 | 0 | 0
Ironbridge & Shrewsbury 132kV | WORFIELD 33 11kV S STN | Primary Substation | 11 | Best View | Headroom (MW) | 13.2482 | 13.2044 | 13.2117 | 13.2187 | 13.1991 | 13.18 | 13.1597 | 13.1438 | 13.0909 | 13.017 | 12.9307 | 12.8535 | 12.8232 | 12.8097 | 0 | 0 | 0
Ironbridge & Shrewsbury 132kV | WORFIELD 33 11kV S STN | Primary Substation | 11 | Consumer Transformation | Headroom (MW) | 13.2482 | 13.1598 | 13.1171 | 13.0644 | 13.0091 | 12.9504 | 12.8676 | 12.8103 | 12.6767 | 3.7471 | 0 | 0 | 0 | 0 | 0 | 0 | 0
Ironbridge & Shrewsbury 132kV | WORFIELD 33 11kV S STN | Primary Substation | 11 | Falling Short | Headroom (MW) | 13.2482 | 13.1936 | 13.1902 | 13.1847 | 13.1399 | 13.1044 | 13.0645 | 13.0246 | 12.9596 | 12.8679 | 12.7736 | 12.6682 | 12.5665 | 12.478 | 0 | 0 | 0
Ironbridge & Shrewsbury 132kV | WORFIELD 33 11kV S STN | Primary Substation | 11 | Leading the Way | Headroom (MW) | 13.2482 | 13.1426 | 13.0932 | 13.0325 | 12.9814 | 12.9217 | 12.8484 | 12.7708 | 7.1175 | 0 | 0 | 0 | 0 | 0 | 0 | 0 | 0
Ironbridge & Shrewsbury 132kV | WORFIELD 33 11kV S STN | Primary Substation | 11 | System Transformation | Headroom (MW) | 13.2482 | 13.1717 | 13.1434 | 13.1158 | 13.0632 | 13.0111 | 12.9627 | 12.9032 | 12.7841 | 12.6557 | 12.5151 | 10.159 | 6.0081 | 2.486 | 0 | 0 | 0
Bishops Wood 132kV | WRIBBENHALL 33 11kV S STN | Primary Substation | 11 | Best View | Headroom (MW) | 10.2252 | 9.7846 | 9.7512 | 9.6692 | 9.4676 | 9.2859 | 9.1242 | 8.9815 | 8.8453 | 8.6995 | 8.5767 | 8.5108 | 8.5206 | 8.6107 | 6.4899 | 5.3618 | 4.2193
Bishops Wood 132kV | WRIBBENHALL 33 11kV S STN | Primary Substation | 11 | Consumer Transformation | Headroom (MW) | 10.2252 | 9.6334 | 9.3887 | 9.0249 | 8.4535 | 7.8975 | 7.281 | 6.81 | 6.1491 | 5.386 | 4.8453 | 4.6022 | 4.3646 | 3.6994 | 0 | 0 | 0
Bishops Wood 132kV | WRIBBENHALL 33 11kV S STN | Primary Substation | 11 | Falling Short | Headroom (MW) | 10.2252 | 9.7812 | 9.7922 | 9.7449 | 9.5735 | 9.4477 | 9.3097 | 9.1574 | 8.9643 | 8.6083 | 8.2594 | 7.8908 | 7.5395 | 7.2555 | 3.4999 | 0.7356 | 0
Bishops Wood 132kV | WRIBBENHALL 33 11kV S STN | Primary Substation | 11 | Leading the Way | Headroom (MW) | 10.2252 | 9.4786 | 9.1191 | 8.6439 | 8.074 | 7.483 | 6.9071 | 6.3188 | 5.5206 | 5.0445 | 4.6852 | 4.5094 | 4.5279 | 4.6489 | 2.3379 | 0 | 0
Bishops Wood 132kV | WRIBBENHALL 33 11kV S STN | Primary Substation | 11 | System Transformation | Headroom (MW) | 10.2252 | 9.7434 | 9.6722 | 9.5483 | 9.3375 | 9.1421 | 8.5392 | 8.2907 | 7.92 | 7.6189 | 6.6702 | 5.9835 | 5.806 | 5.85 | 1.6651 | 0 | 0

## Generation headroom
Associated GSP Group | Substation | Supply Level | Voltage Level (kV) | Scenario | Units | 2022 | 2023 | 2024 | 2025 | 2026 | 2027 | 2028 | 2029 | 2030 | 2031 | 2032 | 2033 | 2034 | 2035 | 2040 | 2045 | 2050
Bushbury 132kV | ALBRIGHTON 33 11kV S STN | Primary Substation | 11 | Best View | Headroom (MW) | 17.8811 | 17.8955 | 17.8222 | 17.5218 | 17.1924 | 16.8364 | 16.4302 | 15.9822 | 15.2427 | 14.421 | 13.3785 | 12.2331 | 9.5247 | 7.4649 | 1.3496 | 0 | 0
Bushbury 132kV | ALBRIGHTON 33 11kV S STN | Primary Substation | 11 | Consumer Transformation | Headroom (MW) | 17.8811 | 17.8975 | 17.8414 | 17.5587 | 17.2401 | 16.8564 | 16.4359 | 15.8953 | 15.0856 | 14.1038 | 13.0029 | 11.1585 | 8.4656 | 6.6915 | 0.88476 | 0 | 0
Bushbury 132kV | ALBRIGHTON 33 11kV S STN | Primary Substation | 11 | Falling Short | Headroom (MW) | 17.8811 | 18.0866 | 18.087 | 18.0858 | 18.0835 | 18.0806 | 17.9126 | 17.8443 | 17.6246 | 17.2602 | 16.7826 | 16.2705 | 15.611 | 15.1826 | 14.384 | 12.7834 | 10.5636
Bushbury 132kV | ALBRIGHTON 33 11kV S STN | Primary Substation | 11 | Leading the Way | Headroom (MW) | 17.8811 | 17.8981 | 17.8351 | 17.5265 | 17.1981 | 16.8594 | 16.4965 | 16.1599 | 15.5472 | 14.9287 | 14.0333 | 12.9622 | 11.296 | 9.0481 | 0 | 0 | 0
Bushbury 132kV | ALBRIGHTON 33 11kV S STN | Primary Substation | 11 | System Transformation | Headroom (MW) | 17.8811 | 17.9137 | 17.9142 | 17.8728 | 17.7941 | 17.6426 | 17.446 | 17.115 | 16.5002 | 15.7023 | 14.7852 | 13.8964 | 12.2243 | 10.9286 | 7.8455 | 2.8672 | 0
Port Ham 132kV | ALDERTON 66 11kV S STN | Primary Substation | 11 | Best View | Headroom (MW) | 9.9312 | 9.9225 | 9.929 | 9.9231 | 9.8939 | 9.8263 | 9.7388 | 9.6074 | 9.4183 | 9.136 | 8.7393 | 8.3279 | 7.8241 | 7.4587 | 6.4918 | 4.6183 | 3.0758
Port Ham 132kV | ALDERTON 66 11kV S STN | Primary Substation | 11 | Consumer Transformation | Headroom (MW) | 9.9312 | 9.9148 | 9.9126 | 9.8629 | 9.7896 | 9.6815 | 9.5516 | 9.3479 | 9.0959 | 8.7249 | 8.2645 | 7.8023 | 7.268 | 6.8918 | 5.6869 | 3.5644 | 1.6274
Port Ham 132kV | ALDERTON 66 11kV S STN | Primary Substation | 11 | Falling Short | Headroom (MW) | 9.9312 | 10.0672 | 9.933 | 10.0669 | 10.0796 | 10.1004 | 10.1028 | 10.0688 | 9.9221 | 9.7909 | 9.5724 | 9.334 | 9.0137 | 8.8073 | 8.5412 | 8.0993 | 7.5369
Port Ham 132kV | ALDERTON 66 11kV S STN | Primary Substation | 11 | Leading the Way | Headroom (MW) | 9.9312 | 9.9144 | 9.9081 | 9.8556 | 9.7714 | 9.7025 | 9.6033 | 9.4946 | 9.332 | 9.1387 | 8.7844 | 8.3464 | 7.7848 | 7.2808 | 4.5061 | 2.6614 | 1.3493
Port Ham 132kV | ALDERTON 66 11kV S STN | Primary Substation | 11 | System Transformation | Headroom (MW) | 9.9312 | 9.923 | 9.9312 | 9.9341 | 9.934 | 9.9097 | 9.8525 | 9.7064 | 9.5016 | 9.1702 | 8.7439 | 8.3321 | 7.8316 | 7.5265 | 6.759 | 5.1396 | 3.6891
Iron Acton 132kV | ALVESTON 33 11kV S STN | Primary Substation | 11 | Best View | Headroom (MW) | 18.0952 | 17.8278 | 17.7123 | 17.6231 | 17.5077 | 17.3765 | 17.2313 | 17.0578 | 16.8043 | 16.4321 | 15.9637 | 15.4863 | 14.8583 | 14.4267 | 13.2217 | 11.2189 | 8.8389
Iron Acton 132kV | ALVESTON 33 11kV S STN | Primary Substation | 11 | Consumer Transformation | Headroom (MW) | 18.0952 | 17.7145 | 17.5748 | 17.2507 | 16.915 | 16.5186 | 16.0827 | 15.5225 | 14.6872 | 13.6386 | 12.4538 | 11.2544 | 9.8959 | 8.8655 | 5.117 | 0 | 0
Iron Acton 132kV | ALVESTON 33 11kV S STN | Primary Substation | 11 | Falling Short | Headroom (MW) | 18.0952 | 17.8352 | 17.7374 | 17.7017 | 17.6481 | 17.5955 | 17.5022 | 17.3581 | 17.1043 | 16.7132 | 16.2126 | 15.6878 | 15.0119 | 14.5566 | 14.1321 | 13.2367 | 11.9419
Iron Acton 132kV | ALVESTON 33 11kV S STN | Primary Substation | 11 | Leading the Way | Headroom (MW) | 18.0952 | 17.7143 | 17.5694 | 17.216 | 16.8634 | 16.5108 | 16.1378 | 15.7901 | 15.1866 | 14.5806 | 13.6664 | 12.5824 | 11.2057 | 9.9143 | 4.9872 | 0 | 0
Iron Acton 132kV | ALVESTON 33 11kV S STN | Primary Substation | 11 | System Transformation | Headroom (MW) | 18.0952 | 17.7608 | 17.6861 | 17.5668 | 17.4157 | 17.2159 | 16.9584 | 16.5751 | 15.923 | 15.0594 | 14.0657 | 13.1168 | 11.9828 | 11.2252 | 9.187 | 6.1548 | 2.2675
Kitwell 132kV | BARTLEY GREEN 132 11kV SUBSTN | Primary Substation | 11 | Best View | Headroom (MW) | 34.0659 | 34.1401 | 33.9797 | 33.6562 | 33.318 | 24.6919 | 24.297 | 23.912 | 23.5192 | 23.1862 | 22.8834 | 22.615 | 22.4165 | 22.235 | 21.1689 | 17.6764 | 12.1899
Kitwell 132kV | BARTLEY GREEN 132 11kV SUBSTN | Primary Substation | 11 | Consumer Transformation | Headroom (MW) | 34.0659 | 34.0656 | 33.8104 | 33.2487 | 32.6689 | 32.1033 | 31.5854 | 22.7116 | 22.2024 | 21.7775 | 21.3857 | 20.8865 | 20.5365 | 20.1581 | 16.9497 | 11.8935 | 5.4669
Kitwell 132kV | BARTLEY GREEN 132 11kV SUBSTN | Primary Substation | 11 | Falling Short | Headroom (MW) | 34.0659 | 34.1867 | 34.105 | 34.0325 | 33.939 | 33.845 | 33.7498 | 33.665 | 33.5614 | 33.4816 | 33.4225 | 33.387 | 33.3794 | 33.4014 | 33.7961 | 34.246 | 33.535
Kitwell 132kV | BARTLEY GREEN 132 11kV SUBSTN | Primary Substation | 11 | Leading the Way | Headroom (MW) | 34.0659 | 34.0537 | 33.784 | 33.1637 | 32.5633 | 23.6829 | 23.0893 | 22.5347 | 22.0025 | 21.5302 | 21.0915 | 20.6736 | 20.2551 | 19.7841 | 15.7836 | 10.0195 | 2.3366
Kitwell 132kV | BARTLEY GREEN 132 11kV SUBSTN | Primary Substation | 11 | System Transformation | Headroom (MW) | 34.0659 | 34.1406 | 33.9909 | 33.775 | 33.5206 | 33.2314 | 32.9585 | 32.7008 | 32.4473 | 32.2381 | 32.0726 | 31.9562 | 31.8917 | 31.8822 | 31.2563 | 29.1794 | 25.9633
Ironbridge & Shrewsbury 132kV | BAYSTON HILL 33 11kV S STN | Primary Substation | 11 | Best View | Headroom (MW) | 38.3376 | 38.2857 | 37.9195 | 37.6613 | 37.3861 | 37.1155 | 36.8472 | 36.5849 | 36.3098 | 36.043 | 34.5553 | 32.8407 | 30.8691 | 29.4999 | 25.6333 | 18.6574 | 10.2394
Ironbridge & Shrewsbury 132kV | BAYSTON HILL 33 11kV S STN | Primary Substation | 11 | Consumer Transformation | Headroom (MW) | 38.3376 | 38.0808 | 37.9331 | 37.6291 | 37.308 | 36.9711 | 36.6386 | 36.2868 | 35.472 | 33.3631 | 31.075 | 28.6943 | 26.1448 | 24.3554 | 16.7088 | 6.6472 | 0
Ironbridge & Shrewsbury 132kV | BAYSTON HILL 33 11kV S STN | Primary Substation | 11 | Falling Short | Headroom (MW) | 38.3376 | 38.3651 | 38.1059 | 38.0872 | 38.0417 | 37.9855 | 37.9207 | 37.8479 | 37.7418 | 37.5976 | 37.4283 | 37.2623 | 37.057 | 36.9403 | 36.5019 | 35.3527 | 32.7356
Ironbridge & Shrewsbury 132kV | BAYSTON HILL 33 11kV S STN | Primary Substation | 11 | Leading the Way | Headroom (MW) | 38.3376 | 38.0757 | 37.9227 | 37.5979 | 37.2744 | 36.9506 | 36.6208 | 36.3337 | 36.0434 | 34.8325 | 32.9649 | 30.8351 | 28.2757 | 26.1268 | 16.3961 | 5.2285 | 0
Ironbridge & Shrewsbury 132kV | BAYSTON HILL 33 11kV S STN | Primary Substation | 11 | System Transformation | Headroom (MW) | 38.3376 | 38.1265 | 38.0449 | 37.9464 | 37.8095 | 37.6438 | 37.464 | 37.2598 | 37.0161 | 36.7408 | 36.3927 | 34.6987 | 32.7246 | 31.615 | 28.1668 | 22.5767 | 15.2188
Cellarhead 132kV | BEARSTONE | Primary Substation | 11 | Best View | Headroom (MW) | 10.8301 | 10.835 | 10.8089 | 10.7657 | 10.7203 | 10.669 | 10.6121 | 10.5343 | 10.4198 | 10.2581 | 9.8234 | 9.6788 | 9.3942 | 9.1946 | 8.8502 | 8.3104 | 7.7094
Cellarhead 132kV | BEARSTONE | Primary Substation | 11 | Consumer Transformation | Headroom (MW) | 10.8301 | 10.8325 | 10.8027 | 10.7402 | 10.5177 | 10.2779 | 9.8109 | 9.6392 | 9.3399 | 8.9497 | 8.5232 | 8.1136 | 7.6354 | 7.3339 | 6.4291 | 5.3393 | 0.31811
Cellarhead 132kV | BEARSTONE | Primary Substation | 11 | Falling Short | Headroom (MW) | 10.8301 | 10.8444 | 10.8329 | 10.8217 | 10.8072 | 10.7868 | 10.7577 | 10.7056 | 10.6131 | 10.4643 | 10.2803 | 10.1518 | 9.6765 | 9.5062 | 9.289 | 9.0118 | 8.6726
Cellarhead 132kV | BEARSTONE | Primary Substation | 11 | Leading the Way | Headroom (MW) | 10.8301 | 10.8321 | 10.8014 | 10.733 | 10.4881 | 10.2442 | 9.8009 | 9.6902 | 9.4812 | 9.2547 | 8.9284 | 8.5488 | 8.0607 | 7.6753 | 6.4554 | 5.2664 | 1.4975
Cellarhead 132kV | BEARSTONE | Primary Substation | 11 | System Transformation | Headroom (MW) | 10.8301 | 10.841 | 10.8237 | 10.7975 | 10.7024 | 10.5858 | 10.4593 | 10.3233 | 10.1678 | 9.7101 | 9.4119 | 9.1088 | 8.7378 | 8.5204 | 8.0159 | 7.3418 | 6.4845
Bustleholm 132kV | Bentley 132/11kVDUMMY | Primary Substation | 11 | Best View | Headroom (MW) | 64.7688 | 64.7955 | 64.7463 | 64.6437 | 64.5328 | 64.448 | 64.3307 | 64.2377 | 64.1277 | 64.0287 | 63.9173 | 63.8162 | 63.7395 | 63.6693 | 63.3685 | 62.1299 | 60.8599
Bustleholm 132kV | Bentley 132/11kVDUMMY | Primary Substation | 11 | Consumer Transformation | Headroom (MW) | 64.7688 | 64.7626 | 64.6702 | 64.4625 | 64.24 | 64.0548 | 63.8473 | 63.6553 | 63.4645 | 63.2881 | 63.0955 | 62.8724 | 62.6916 | 62.5032 | 61.3652 | 58.8518 | 56.8528
Bustleholm 132kV | Bentley 132/11kVDUMMY | Primary Substation | 11 | Falling Short | Headroom (MW) | 64.7688 | 64.7945 | 64.757 | 64.7162 | 64.6594 | 64.6381 | 64.5807 | 64.5233 | 64.4634 | 64.4172 | 64.3677 | 64.3243 | 64.2886 | 64.2583 | 64.2255 | 64.1522 | 63.8144
Bustleholm 132kV | Bentley 132/11kVDUMMY | Primary Substation | 11 | Leading the Way | Headroom (MW) | 64.7688 | 64.7603 | 64.6635 | 64.4401 | 64.1987 | 64.0444 | 63.8041 | 63.5723 | 63.3486 | 63.1702 | 62.9827 | 62.8013 | 62.6225 | 62.4301 | 61.0332 | 58.4481 | 56.0525
Bustleholm 132kV | Bentley 132/11kVDUMMY | Primary Substation | 11 | System Transformation | Headroom (MW) | 64.7688 | 64.7857 | 64.7308 | 64.6427 | 64.5309 | 64.4421 | 64.3232 | 64.2088 | 64.1033 | 64.011 | 63.9075 | 63.8195 | 63.7465 | 63.6894 | 63.1972 | 62.2344 | 61.1759
Iron Acton 132kV | BERKELEY 33 11kV S STN | Primary Substation | 11 | Best View | Headroom (MW) | 24.5841 | 24.7656 | 24.145 | 24.1519 | 24.1414 | 24.1346 | 24.0862 | 24.0438 | 23.8797 | 23.5964 | 23.1002 | 22.5562 | 21.773 | 21.3196 | 20.3797 | 19.0062 | 17.4115
Iron Acton 132kV | BERKELEY 33 11kV S STN | Primary Substation | 11 | Consumer Transformation | Headroom (MW) | 24.5841 | 24.7462 | 24.1017 | 23.0357 | 22.9661 | 22.8486 | 22.6445 | 22.3476 | 21.7491 | 20.9341 | 19.8812 | 18.8333 | 17.5058 | 16.6945 | 10.1605 | 0 | 0
Iron Acton 132kV | BERKELEY 33 11kV S STN | Primary Substation | 11 | Falling Short | Headroom (MW) | 24.5841 | 24.7335 | 24.7965 | 24.1138 | 24.1221 | 24.1458 | 24.1198 | 24.0633 | 23.9074 | 23.5811 | 23.0732 | 22.5276 | 21.7775 | 21.3664 | 20.981 | 19.9163 | 18.719
Iron Acton 132kV | BERKELEY 33 11kV S STN | Primary Substation | 11 | Leading the Way | Headroom (MW) | 24.5841 | 24.7548 | 23.0852 | 23.0421 | 22.9688 | 22.9329 | 22.8401 | 22.826 | 22.5422 | 22.2389 | 21.4756 | 20.4978 | 19.1687 | 16.8433 | 6.6082 | 0 | 0
Iron Acton 132kV | BERKELEY 33 11kV S STN | Primary Substation | 11 | System Transformation | Headroom (MW) | 24.5841 | 24.76 | 24.1349 | 24.143 | 24.1256 | 24.0838 | 23.9597 | 23.747 | 23.2426 | 22.5341 | 21.6019 | 20.687 | 19.4944 | 18.8118 | 17.1352 | 14.7691 | 3.8786
Ironbridge & Shrewsbury 132kV | BERRINGTON 33 11kV S STN | Primary Substation | 11 | Best View | Headroom (MW) | 4.2175 | 4.2104 | 3.9759 | 3.9527 | 3.9265 | 3.8929 | 3.8492 | 3.775 | 3.6535 | 3.4741 | 3.2803 | 3.1788 | 1.9105 | 1.7231 | 1.3789 | 0.70837 | 0.010903
Ironbridge & Shrewsbury 132kV | BERRINGTON 33 11kV S STN | Primary Substation | 11 | Consumer Transformation | Headroom (MW) | 4.2175 | 3.9863 | 3.9733 | 3.9389 | 3.8652 | 3.772 | 3.6604 | 3.5088 | 3.2839 | 2.0144 | 1.7416 | 1.3 | 0.69699 | 0.28461 | 0 | 0 | 0
Ironbridge & Shrewsbury 132kV | BERRINGTON 33 11kV S STN | Primary Substation | 11 | Falling Short | Headroom (MW) | 4.2175 | 4.2175 | 3.9923 | 3.991 | 3.985 | 3.971 | 3.945 | 3.8871 | 3.7756 | 3.5968 | 3.3819 | 3.2173 | 1.9924 | 1.8604 | 1.6199 | 1.1485 | 0.64563
Ironbridge & Shrewsbury 132kV | BERRINGTON 33 11kV S STN | Primary Substation | 11 | Leading the Way | Headroom (MW) | 4.2175 | 3.9854 | 3.9712 | 3.9337 | 3.8561 | 3.7783 | 3.6982 | 3.6431 | 3.4874 | 3.3448 | 3.1843 | 1.8957 | 1.3874 | 0.85797 | 0 | 0 | 0
Ironbridge & Shrewsbury 132kV | BERRINGTON 33 11kV S STN | Primary Substation | 11 | System Transformation | Headroom (MW) | 4.2175 | 3.9911 | 3.9862 | 3.9764 | 3.9614 | 3.9242 | 3.858 | 3.7237 | 3.4793 | 3.2243 | 1.9627 | 1.6385 | 1.0987 | 0.72895 | 0 | 0 | 0
Feckenham 66kV | BEVINGTON 66 11kV S STN | Primary Substation | 11 | Best View | Headroom (MW) | 18.7129 | 18.7006 | 18.6307 | 18.4749 | 18.2348 | 17.965 | 17.6816 | 17.4396 | 17.0044 | 16.5091 | 15.8047 | 14.9935 | 13.4666 | 11.5573 | 3.0682 | 0 | 0
Feckenham 66kV | BEVINGTON 66 11kV S STN | Primary Substation | 11 | Consumer Transformation | Headroom (MW) | 18.7129 | 18.6875 | 18.5984 | 18.3823 | 18.0731 | 17.7124 | 17.3164 | 16.8726 | 16.2152 | 15.3801 | 14.4427 | 13.4951 | 11.0319 | 9.1932 | 1.479 | 0 | 0
Feckenham 66kV | BEVINGTON 66 11kV S STN | Primary Substation | 11 | Falling Short | Headroom (MW) | 18.7129 | 18.7312 | 18.7073 | 18.6775 | 18.635 | 18.582 | 18.5107 | 18.3983 | 18.201 | 17.8957 | 17.505 | 17.0907 | 16.5559 | 16.1864 | 15.8 | 15.0417 | 14.0742
Feckenham 66kV | BEVINGTON 66 11kV S STN | Primary Substation | 11 | Leading the Way | Headroom (MW) | 18.7129 | 18.6869 | 18.5943 | 18.3558 | 18.018 | 17.678 | 17.3181 | 17.0331 | 16.5641 | 16.095 | 15.3851 | 14.5331 | 11.8245 | 8.0819 | 0 | 0 | 0
Feckenham 66kV | BEVINGTON 66 11kV S STN | Primary Substation | 11 | System Transformation | Headroom (MW) | 18.7129 | 18.7163 | 18.6704 | 18.5845 | 18.4327 | 18.2327 | 18.0013 | 17.6978 | 17.1897 | 16.5111 | 15.7374 | 14.9916 | 14.0942 | 13.3244 | 8.224 | 2.0288 | 0
Port Ham 132kV | BILSON 33 11kV S STN | Primary Substation | 11 | Best View | Headroom (MW) | 20.8685 | 21.1971 | 20.8974 | 20.9784 | 21.2496 | 21.3544 | 21.491 | 21.6249 | 21.7828 | 21.4991 | 21.1991 | 20.795 | 20.3764 | 20.0387 | 18.4788 | 15.4453 | 10.7476
Port Ham 132kV | BILSON 33 11kV S STN | Primary Substation | 11 | Consumer Transformation | Headroom (MW) | 20.8685 | 21.2036 | 20.9185 | 21.0181 | 21.3034 | 21.428 | 21.5969 | 21.7488 | 21.9461 | 21.7193 | 21.4782 | 21.0831 | 20.7001 | 20.3738 | 18.5145 | 15.4825 | 10.6245
Port Ham 132kV | BILSON 33 11kV S STN | Primary Substation | 11 | Falling Short | Headroom (MW) | 20.8685 | 21.2336 | 21.4463 | 21.1771 | 21.5772 | 22.018 | 22.3931 | 22.6843 | 23.0103 | 23.1438 | 23.2531 | 23.3228 | 23.339 | 23.4007 | 23.3053 | 22.9985 | 22.3296
Port Ham 132kV | BILSON 33 11kV S STN | Primary Substation | 11 | Leading the Way | Headroom (MW) | 20.8685 | 21.2188 | 20.9052 | 21.0493 | 21.3231 | 21.6864 | 21.8795 | 22.0509 | 22.1715 | 21.9844 | 21.7229 | 21.3163 | 20.8549 | 20.4452 | 18.0484 | 15.0093 | 9.2076
Port Ham 132kV | BILSON 33 11kV S STN | Primary Substation | 11 | System Transformation | Headroom (MW) | 20.8685 | 21.238 | 21.011 | 21.2906 | 21.7452 | 22.0326 | 22.3538 | 22.6489 | 22.9955 | 22.9038 | 22.8046 | 22.6118 | 22.3963 | 22.2763 | 21.4764 | 19.9729 | 18.0699
Oldbury 132kV | Birchfield Lane 132/11kVDUMMY | Primary Substation | 11 | Best View | Headroom (MW) | 33.3611 | 32.9948 | 32.8546 | 32.5238 | 32.1893 | 31.7894 | 31.4033 | 31.0618 | 30.6801 | 30.3968 | 30.254 | 29.4721 | 29.4822 | 29.5389 | 29.5729 | 25.1196 | 16.5449
Oldbury 132kV | Birchfield Lane 132/11kVDUMMY | Primary Substation | 11 | Consumer Transformation | Headroom (MW) | 33.3611 | 32.8256 | 32.4637 | 31.5926 | 30.7213 | 29.2881 | 27.9462 | 26.4924 | 25.0375 | 23.7705 | 22.5588 | 21.1044 | 20.157 | 19.1671 | 11.7622 | 0.58427 | 0
Oldbury 132kV | Birchfield Lane 132/11kVDUMMY | Primary Substation | 11 | Falling Short | Headroom (MW) | 33.3611 | 33.5279 | 32.8763 | 32.7351 | 32.5673 | 32.3649 | 32.1716 | 31.9765 | 31.7619 | 31.5686 | 31.4039 | 31.2702 | 31.1684 | 31.1025 | 31.3296 | 31.5279 | 30.3595
Oldbury 132kV | Birchfield Lane 132/11kVDUMMY | Primary Substation | 11 | Leading the Way | Headroom (MW) | 33.3611 | 32.8103 | 32.4305 | 31.4829 | 30.5756 | 29.0765 | 27.4772 | 25.9965 | 24.5148 | 23.3256 | 22.1979 | 21.137 | 20.1116 | 18.9887 | 10.7927 | 0 | 0
Oldbury 132kV | Birchfield Lane 132/11kVDUMMY | Primary Substation | 11 | System Transformation | Headroom (MW) | 33.3611 | 32.9369 | 32.7451 | 32.3947 | 31.9822 | 31.4762 | 30.9896 | 30.5363 | 29.5481 | 29.1492 | 28.5966 | 28.1236 | 27.8643 | 27.7369 | 26.0453 | 19.5253 | 12.1588
Bishops Wood 132kV | BISHOPS CASTLE 33 11kV S STN | Primary Substation | 11 | Best View | Headroom (MW) | 8.0719 | 8.0641 | 8.0534 | 8.044 | 8.0374 | 8.0236 | 8.0134 | 8.0027 | 7.9688 | 7.9279 | 7.8863 | 7.846 | 7.8115 | 7.7729 | 7.5751 | 7.273 | 6.9145
Bishops Wood 132kV | BISHOPS CASTLE 33 11kV S STN | Primary Substation | 11 | Consumer Transformation | Headroom (MW) | 8.0719 | 8.0641 | 8.0507 | 8.0271 | 7.9873 | 7.9269 | 7.8684 | 7.8197 | 7.7564 | 7.6935 | 7.6316 | 7.5653 | 7.5043 | 7.4316 | 7.0305 | 0 | 0
Bishops Wood 132kV | BISHOPS CASTLE 33 11kV S STN | Primary Substation | 11 | Falling Short | Headroom (MW) | 8.0719 | 8.0681 | 8.0662 | 8.0711 | 8.073 | 8.1868 | 8.1877 | 8.1884 | 8.1855 | 8.0746 | 8.0698 | 8.0612 | 8.0535 | 8.0433 | 7.9772 | 7.908 | 7.7775
Bishops Wood 132kV | BISHOPS CASTLE 33 11kV S STN | Primary Substation | 11 | Leading the Way | Headroom (MW) | 8.0719 | 8.0637 | 8.0495 | 8.0256 | 7.9832 | 7.9299 | 7.8687 | 7.8171 | 7.741 | 7.6784 | 7.6174 | 7.5571 | 7.4963 | 7.434 | 7.0249 | 0 | 0
Bishops Wood 132kV | BISHOPS CASTLE 33 11kV S STN | Primary Substation | 11 | System Transformation | Headroom (MW) | 8.0719 | 8.0666 | 8.0612 | 8.0625 | 8.0649 | 8.0604 | 8.0588 | 8.0538 | 8.028 | 7.9985 | 7.9691 | 7.9397 | 7.9117 | 7.8842 | 7.6972 | 7.4512 | 7.1962
Port Ham 132kV | BISHOPS CLEEVE 66 11kV S STN | Primary Substation | 11 | Best View | Headroom (MW) | 22.9839 | 23.0928 | 23.0896 | 22.9528 | 22.8172 | 22.6218 | 22.3984 | 22.118 | 21.8017 | 21.3512 | 20.7722 | 20.2153 | 19.5756 | 19.1138 | 20.7256 | 17.5246 | 16.0639
Port Ham 132kV | BISHOPS CLEEVE 66 11kV S STN | Primary Substation | 11 | Consumer Transformation | Headroom (MW) | 22.9839 | 23.0523 | 23.0008 | 22.7309 | 22.4751 | 22.1869 | 21.8888 | 21.5183 | 21.1341 | 20.6193 | 19.978 | 19.308 | 18.5795 | 18.0083 | 18.6768 | 14.7313 | 12.7067
Port Ham 132kV | BISHOPS CLEEVE 66 11kV S STN | Primary Substation | 11 | Falling Short | Headroom (MW) | 22.9839 | 23.0998 | 23.1196 | 23.1006 | 23.0784 | 23.0313 | 22.9726 | 22.8872 | 22.7929 | 22.6241 | 22.375 | 22.1147 | 21.7756 | 21.559 | 21.4589 | 21.0792 | 22.9354
Port Ham 132kV | BISHOPS CLEEVE 66 11kV S STN | Primary Substation | 11 | Leading the Way | Headroom (MW) | 22.9839 | 23.0579 | 23.0052 | 22.7114 | 22.4474 | 22.1676 | 21.8956 | 21.6475 | 21.3721 | 21.0818 | 20.588 | 19.9945 | 19.2457 | 18.5142 | 13.9693 | 12.5601 | 11.5406
Port Ham 132kV | BISHOPS CLEEVE 66 11kV S STN | Primary Substation | 11 | System Transformation | Headroom (MW) | 22.9839 | 23.0944 | 23.0988 | 23.0064 | 22.9088 | 22.7521 | 22.5724 | 22.3243 | 22.0389 | 21.6113 | 21.0546 | 20.525 | 19.8989 | 19.4877 | 21.1989 | 18.4484 | 17.7511
Port Ham 132kV | BIXHEAD 33 11kV S STN | Primary Substation | 11 | Best View | Headroom (MW) | 11.2488 | 11.1507 | 11.0107 | 10.7376 | 10.512 | 10.2545 | 10.0009 | 9.7548 | 9.6018 | 9.3408 | 9.0846 | 8.8396 | 8.6156 | 8.4067 | 6.1643 | 4.5474 | 2.394
Port Ham 132kV | BIXHEAD 33 11kV S STN | Primary Substation | 11 | Consumer Transformation | Headroom (MW) | 11.2488 | 11.1566 | 11.0285 | 10.7702 | 10.5546 | 10.3134 | 10.0861 | 9.8555 | 9.7349 | 9.5216 | 9.3157 | 9.0803 | 8.8826 | 8.6808 | 6.2183 | 4.5682 | 2.5338
Port Ham 132kV | BIXHEAD 33 11kV S STN | Primary Substation | 11 | Falling Short | Headroom (MW) | 11.2488 | 11.2027 | 11.1557 | 11.104 | 11.0807 | 11.0357 | 10.9947 | 10.9535 | 10.9562 | 10.921 | 10.8937 | 10.8729 | 10.8609 | 10.857 | 10.8992 | 10.9607 | 10.6768
Port Ham 132kV | BIXHEAD 33 11kV S STN | Primary Substation | 11 | Leading the Way | Headroom (MW) | 11.2488 | 11.1515 | 11.0164 | 10.7326 | 10.5035 | 10.2657 | 10.0289 | 9.7949 | 9.6422 | 9.433 | 9.2268 | 9.0283 | 7.7795 | 6.5074 | 4.9842 | 2.9566 | 0.5689
Port Ham 132kV | BIXHEAD 33 11kV S STN | Primary Substation | 11 | System Transformation | Headroom (MW) | 11.2488 | 11.1884 | 11.1116 | 11.0017 | 10.9191 | 10.7958 | 10.6814 | 10.5661 | 10.5636 | 10.459 | 10.3637 | 10.285 | 10.2207 | 10.1723 | 8.6536 | 7.9604 | 6.9456
Ocker Hill 132kV | Black Lake 132/11kVDUMMY | Primary Substation | 11 | Best View | Headroom (MW) | 27.7729 | 27.794 | 27.7623 | 27.6948 | 27.6266 | 27.5532 | 27.4832 | 27.4119 | 27.3341 | 27.2744 | 27.2199 | 27.1693 | 27.1485 | 27.117 | 26.982 | 26.5194 | 25.9258
Ocker Hill 132kV | Black Lake 132/11kVDUMMY | Primary Substation | 11 | Consumer Transformation | Headroom (MW) | 27.7729 | 27.7744 | 27.7128 | 27.5738 | 27.4232 | 27.2715 | 27.1311 | 26.9888 | 26.8286 | 26.7043 | 26.5894 | 26.4516 | 26.3369 | 26.1154 | 25.3973 | 24.7638 | 23.4688
Ocker Hill 132kV | Black Lake 132/11kVDUMMY | Primary Substation | 11 | Falling Short | Headroom (MW) | 27.7729 | 27.7947 | 27.7719 | 27.7433 | 27.7155 | 27.6834 | 27.6521 | 27.6202 | 27.5817 | 27.5462 | 27.5128 | 27.4821 | 27.4545 | 27.4301 | 27.4107 | 27.4493 | 27.4673
Ocker Hill 132kV | Black Lake 132/11kVDUMMY | Primary Substation | 11 | Leading the Way | Headroom (MW) | 27.7729 | 27.7728 | 27.7105 | 27.5597 | 27.3964 | 27.2477 | 27.1092 | 26.9654 | 26.8012 | 26.6599 | 26.5312 | 26.4082 | 26.295 | 24.8875 | 23.9296 | 23.3107 | 21.8325
Ocker Hill 132kV | Black Lake 132/11kVDUMMY | Primary Substation | 11 | System Transformation | Headroom (MW) | 27.7729 | 27.7885 | 27.755 | 27.6991 | 27.6271 | 27.5454 | 27.4693 | 27.3908 | 27.3025 | 27.2363 | 27.1791 | 27.1285 | 27.0839 | 27.0522 | 26.7287 | 26.6362 | 26.3923
Feckenham 66kV | BLOXHAM 66 11kV S STN | Primary Substation | 11 | Best View | Headroom (MW) | 18.6308 | 18.7079 | 18.6597 | 18.5633 | 18.4083 | 18.333 | 18.2323 | 10.3767 | 6.4217 | 1.8204 | 0 | 0 | 0 | 0 | 0 | 0 | 0
Feckenham 66kV | BLOXHAM 66 11kV S STN | Primary Substation | 11 | Consumer Transformation | Headroom (MW) | 18.6308 | 18.6179 | 18.4473 | 18.1151 | 17.6872 | 17.3111 | 16.9283 | 16.4781 | 15.8401 | 15.0748 | 14.2416 | 13.3584 | 10.4349 | 0 | 0 | 0 | 0
Feckenham 66kV | BLOXHAM 66 11kV S STN | Primary Substation | 11 | Falling Short | Headroom (MW) | 18.6308 | 18.7004 | 18.6501 | 18.6365 | 18.5644 | 18.5242 | 18.4664 | 18.3701 | 18.166 | 17.8214 | 17.4343 | 17.0241 | 16.4978 | 16.1711 | 15.9853 | 15.5656 | 14.6557
Feckenham 66kV | BLOXHAM 66 11kV S STN | Primary Substation | 11 | Leading the Way | Headroom (MW) | 18.6308 | 18.6112 | 18.4319 | 18.0871 | 17.6232 | 17.3046 | 16.9652 | 4.5733 | 0.28379 | 0 | 0 | 0 | 0 | 0 | 0 | 0 | 0
Feckenham 66kV | BLOXHAM 66 11kV S STN | Primary Substation | 11 | System Transformation | Headroom (MW) | 18.6308 | 18.6677 | 18.5722 | 18.4541 | 18.2774 | 18.1165 | 17.8681 | 17.6163 | 17.1503 | 16.5526 | 15.8863 | 15.2512 | 14.5126 | 14.1019 | 0 | 0 | 0
Bishops Wood 132kV | BODENHAM 66 11kV S STN | Primary Substation | 11 | Best View | Headroom (MW) | 6.856 | 6.8742 | 6.7987 | 6.7628 | 6.7164 | 6.6599 | 6.6031 | 6.5322 | 6.4383 | 6.3081 | 6.1516 | 5.9904 | 5.7887 | 5.6514 | 6.0312 | 5.5843 | 5.0232
Bishops Wood 132kV | BODENHAM 66 11kV S STN | Primary Substation | 11 | Consumer Transformation | Headroom (MW) | 6.856 | 6.8099 | 6.7576 | 6.6463 | 4.0335 | 3.4169 | 2.8051 | 2.4142 | 2.019 | 1.5972 | 1.2079 | 0.87734 | 0.52066 | 0.26218 | 0 | 0 | 0
Bishops Wood 132kV | BODENHAM 66 11kV S STN | Primary Substation | 11 | Falling Short | Headroom (MW) | 6.856 | 6.8807 | 6.8143 | 6.7973 | 6.772 | 6.7408 | 6.703 | 6.6488 | 6.5641 | 6.4446 | 6.2939 | 6.1342 | 5.9305 | 5.8005 | 5.6606 | 5.5009 | 5.2271
Bishops Wood 132kV | BODENHAM 66 11kV S STN | Primary Substation | 11 | Leading the Way | Headroom (MW) | 6.856 | 6.8091 | 6.7559 | 6.6359 | 3.9694 | 3.2735 | 2.5924 | 2.2225 | 1.85 | 1.5078 | 1.1562 | 0.82466 | 0.44263 | 0.11818 | 0 | 0 | 0
Bishops Wood 132kV | BODENHAM 66 11kV S STN | Primary Substation | 11 | System Transformation | Headroom (MW) | 6.856 | 6.8254 | 6.7959 | 6.7425 | 6.4421 | 6.0739 | 5.7138 | 5.471 | 5.2115 | 4.9231 | 4.648 | 4.4162 | 4.1495 | 3.9889 | 3.5037 | 1.9703 | 0
Cellarhead 132kV | Boothen 132/33/11kVDUMMY | Primary Substation | 11 | Best View | Headroom (MW) | 18.7386 | 18.7489 | 18.7611 | 18.6932 | 18.5988 | 18.4966 | 18.3891 | 18.2915 | 18.201 | 18.1148 | 17.8878 | 17.8306 | 17.7472 | 17.6799 | 17.431 | 16.8264 | 14.9219
Cellarhead 132kV | Boothen 132/33/11kVDUMMY | Primary Substation | 11 | Consumer Transformation | Headroom (MW) | 18.7386 | 18.7449 | 18.7584 | 18.6668 | 18.5523 | 18.4298 | 18.3099 | 18.193 | 18.102 | 17.8657 | 17.7651 | 17.6292 | 17.5013 | 17.3803 | 16.6875 | 12.7438 | 5.9007
Cellarhead 132kV | Boothen 132/33/11kVDUMMY | Primary Substation | 11 | Falling Short | Headroom (MW) | 18.7386 | 18.7563 | 18.7812 | 18.7762 | 18.7568 | 18.7363 | 18.7178 | 18.6995 | 18.6768 | 18.6426 | 18.6058 | 18.5706 | 18.5305 | 18.5034 | 18.4837 | 18.456 | 18.2938
Cellarhead 132kV | Boothen 132/33/11kVDUMMY | Primary Substation | 11 | Leading the Way | Headroom (MW) | 18.7386 | 18.745 | 18.7537 | 18.6568 | 18.5397 | 18.4139 | 18.2826 | 18.1721 | 18.0895 | 17.8511 | 17.7491 | 17.6291 | 18.3919 | 16.8313 | 14.9104 | 8.3104 | 0.62421
Cellarhead 132kV | Boothen 132/33/11kVDUMMY | Primary Substation | 11 | System Transformation | Headroom (MW) | 18.7386 | 18.7576 | 18.7906 | 18.7603 | 18.706 | 18.6401 | 18.5746 | 18.5074 | 18.4411 | 18.3597 | 18.2806 | 18.2109 | 18.1441 | 18.0991 | 17.7532 | 17.3149 | 16.7472
Cellarhead 132kV | BOOTHEN 132kV S STN | Bulk Supply Point | 11 | Best View | Headroom (MW) | 0 | 0 | 0 | 0 | 0 | 0 | 0 | 0 | 0 | 0 | 0 | 0 | 0 | 0 | 0 | 0 | 0
Cellarhead 132kV | BOOTHEN 132kV S STN | Bulk Supply Point | 11 | Consumer Transformation | Headroom (MW) | 0 | 0 | 0 | 0 | 0 | 0 | 0 | 0 | 0 | 0 | 0 | 0 | 0 | 0 | 0 | 0 | 0
Cellarhead 132kV | BOOTHEN 132kV S STN | Bulk Supply Point | 11 | Falling Short | Headroom (MW) | 0 | 0 | 0 | 0 | 0 | 0 | 0 | 0 | 0 | 0 | 0 | 0 | 0 | 0 | 0 | 0 | 0
Cellarhead 132kV | BOOTHEN 132kV S STN | Bulk Supply Point | 11 | Leading the Way | Headroom (MW) | 0 | 0 | 0 | 0 | 0 | 0 | 0 | 0 | 0 | 0 | 0 | 0 | 0 | 0 | 0 | 0 | 0
Cellarhead 132kV | BOOTHEN 132kV S STN | Bulk Supply Point | 11 | System Transformation | Headroom (MW) | 0 | 0 | 0 | 0 | 0 | 0 | 0 | 0 | 0 | 0 | 0 | 0 | 0 | 0 | 0 | 0 | 0
Nechells 132kV | Bordesley 132/11kVDUMMY | Primary Substation | 11 | Best View | Headroom (MW) | 62.3512 | 62.5046 | 62.5937 | 62.5511 | 62.4916 | 62.4369 | 62.3442 | 62.238 | 62.1234 | 62.0207 | 61.915 | 61.8053 | 61.6991 | 61.5959 | 61.0675 | 60.5841 | 58.9018
Nechells 132kV | Bordesley 132/11kVDUMMY | Primary Substation | 11 | Consumer Transformation | Headroom (MW) | 62.3512 | 62.4882 | 62.5694 | 62.5059 | 62.4365 | 62.3435 | 62.2482 | 62.1509 | 62.0506 | 61.9342 | 61.8145 | 61.6848 | 61.5619 | 61.4376 | 60.9006 | 59.032 | 58.492
Nechells 132kV | Bordesley 132/11kVDUMMY | Primary Substation | 11 | Falling Short | Headroom (MW) | 62.3512 | 62.4711 | 62.5399 | 62.5383 | 62.5386 | 62.5373 | 62.5337 | 62.5264 | 62.5054 | 62.4841 | 62.4621 | 62.4413 | 62.4165 | 62.3883 | 62.2966 | 62.1884 | 62.0439
Nechells 132kV | Bordesley 132/11kVDUMMY | Primary Substation | 11 | Leading the Way | Headroom (MW) | 62.3512 | 62.4964 | 62.5744 | 62.513 | 62.4309 | 62.3533 | 62.2285 | 62.0868 | 61.9571 | 61.8428 | 61.7261 | 61.6064 | 61.4972 | 61.394 | 60.795 | 59.0133 | 58.3215
Nechells 132kV | Bordesley 132/11kVDUMMY | Primary Substation | 11 | System Transformation | Headroom (MW) | 62.3512 | 62.4938 | 62.5908 | 62.5726 | 62.5476 | 62.5024 | 62.4551 | 62.4002 | 62.3375 | 62.2668 | 62.1956 | 62.1271 | 62.0582 | 61.9925 | 61.6253 | 61.2268 | 60.88
Lea Marston 132kV | Boughton Road | Primary Substation | 11 | Best View | Headroom (MW) | 61.8073 | 61.863 | 61.828 | 61.7637 | 61.7091 | 61.6637 | 61.6289 | 58.3783 | 58.3782 | 58.3654 | 58.3461 | 58.3255 | 58.313 | 58.2992 | 57.9785 | 56.351 | 53.4753
Lea Marston 132kV | Boughton Road | Primary Substation | 11 | Consumer Transformation | Headroom (MW) | 61.8073 | 61.8376 | 61.7776 | 61.6855 | 58.3354 | 58.3059 | 58.233 | 58.1158 | 57.9568 | 57.8022 | 57.6437 | 57.4184 | 57.2605 | 57.0866 | 55.3925 | 52.4431 | 48.7864
Lea Marston 132kV | Boughton Road | Primary Substation | 11 | Falling Short | Headroom (MW) | 61.8073 | 61.8669 | 61.8429 | 61.8296 | 61.8122 | 61.7942 | 61.7763 | 61.7578 | 61.7283 | 61.7046 | 61.6872 | 61.6766 | 61.673 | 61.6759 | 61.802 | 62.0224 | 61.7203
Lea Marston 132kV | Boughton Road | Primary Substation | 11 | Leading the Way | Headroom (MW) | 61.8073 | 61.8363 | 61.7734 | 61.6796 | 58.3325 | 58.2963 | 58.2052 | 58.0781 | 57.8956 | 57.7155 | 57.5342 | 57.3528 | 57.163 | 56.9401 | 54.7669 | 51.4502 | 47.0721
Lea Marston 132kV | Boughton Road | Primary Substation | 11 | System Transformation | Headroom (MW) | 61.8073 | 61.8582 | 61.8223 | 61.7752 | 61.729 | 61.6779 | 61.6413 | 61.6148 | 58.3921 | 58.3998 | 58.4029 | 58.4071 | 58.4171 | 58.4345 | 58.4255 | 57.7241 | 56.092
Kitwell 132kV | Bournville 132/11kV | Primary Substation | 11 | Best View | Headroom (MW) | 37.8389 | 38.2096 | 38.4917 | 37.6806 | 36.8418 | 35.9315 | 34.9392 | 33.9441 | 32.8978 | 32.0021 | 31.2319 | 30.7741 | 28.4979 | 27.9999 | 23.9152 | 13.9293 | 0
Kitwell 132kV | Bournville 132/11kV | Primary Substation | 11 | Consumer Transformation | Headroom (MW) | 37.8389 | 37.9684 | 38.0329 | 36.644 | 35.289 | 33.9145 | 32.6938 | 31.508 | 30.8161 | 28.0372 | 26.9229 | 25.4316 | 24.226 | 22.9442 | 13.6954 | 0 | 0
Kitwell 132kV | Bournville 132/11kV | Primary Substation | 11 | Falling Short | Headroom (MW) | 37.8389 | 38.133 | 38.4439 | 38.3458 | 38.2084 | 38.0663 | 37.9241 | 37.7929 | 37.575 | 37.3886 | 37.2601 | 37.195 | 37.1816 | 37.2152 | 38.1656 | 38.6109 | 36.6945
Kitwell 132kV | Bournville 132/11kV | Primary Substation | 11 | Leading the Way | Headroom (MW) | 37.8389 | 37.9971 | 38.0169 | 36.5243 | 35.1124 | 33.7535 | 32.3875 | 31.2149 | 28.4854 | 27.5059 | 26.226 | 24.9162 | 23.6193 | 22.2055 | 0 | 0 | 0
Kitwell 132kV | Bournville 132/11kV | Primary Substation | 11 | System Transformation | Headroom (MW) | 37.8389 | 38.1563 | 38.5007 | 38.006 | 37.4494 | 36.7541 | 36.1048 | 35.4756 | 34.8097 | 34.1868 | 33.6503 | 33.2182 | 32.8946 | 32.6902 | 30.7501 | 24.131 | 15.6156
Feckenham 66kV | BROADWAY 66 11kV S STN | Primary Substation | 11 | Best View | Headroom (MW) | 16.0321 | 16.047 | 16.007 | 15.9279 | 15.8032 | 15.676 | 15.5361 | 3.1409 | 1.9437 | 0.55102 | 0 | 0 | 0 | 0 | 0 | 0 | 0
Feckenham 66kV | BROADWAY 66 11kV S STN | Primary Substation | 11 | Consumer Transformation | Headroom (MW) | 16.0321 | 16.0296 | 15.9635 | 15.8114 | 15.6304 | 15.4247 | 15.2136 | 14.9574 | 14.6081 | 14.1754 | 12.3867 | 9.2859 | 3.1571 | 0 | 0 | 0 | 0
Feckenham 66kV | BROADWAY 66 11kV S STN | Primary Substation | 11 | Falling Short | Headroom (MW) | 16.0321 | 16.0554 | 16.0349 | 16.0115 | 15.9807 | 15.9416 | 15.8899 | 15.8106 | 15.6747 | 15.4673 | 15.2026 | 14.9209 | 14.5563 | 14.3204 | 14.0471 | 13.6493 | 11.0584
Feckenham 66kV | BROADWAY 66 11kV S STN | Primary Substation | 11 | Leading the Way | Headroom (MW) | 16.0321 | 16.0276 | 15.9589 | 15.7941 | 15.5971 | 15.4026 | 15.2108 | 1.3843 | 0.085899 | 0 | 0 | 0 | 0 | 0 | 0 | 0 | 0
Feckenham 66kV | BROADWAY 66 11kV S STN | Primary Substation | 11 | System Transformation | Headroom (MW) | 16.0321 | 16.0455 | 16.0097 | 15.9504 | 15.878 | 15.7742 | 15.6528 | 15.466 | 15.1786 | 14.7967 | 14.3575 | 13.9299 | 13.644 | 12.1627 | 0 | 0 | 0
Port Ham 132kV | BROCKWORTH 33 11kV S STN | Primary Substation | 11 | Best View | Headroom (MW) | 17.8249 | 17.5201 | 17.5232 | 17.4616 | 17.4075 | 17.371 | 17.2871 | 17.1927 | 17.102 | 17.0058 | 16.8406 | 16.6744 | 16.4625 | 16.2901 | 15.6581 | 14.358 | 14.7803
Port Ham 132kV | BROCKWORTH 33 11kV S STN | Primary Substation | 11 | Consumer Transformation | Headroom (MW) | 17.8249 | 17.5111 | 17.5021 | 17.4089 | 17.3235 | 17.2601 | 17.1569 | 17.0367 | 16.8761 | 16.6815 | 16.4859 | 16.2592 | 16.0018 | 15.7719 | 14.6058 | 12.9759 | 13.1983
Port Ham 132kV | BROCKWORTH 33 11kV S STN | Primary Substation | 11 | Falling Short | Headroom (MW) | 17.8249 | 17.8467 | 17.5367 | 17.5345 | 17.5348 | 17.5677 | 17.5543 | 17.5358 | 17.5172 | 17.4929 | 17.4616 | 17.4325 | 17.3841 | 17.3561 | 17.3519 | 17.3192 | 17.1178
Port Ham 132kV | BROCKWORTH 33 11kV S STN | Primary Substation | 11 | Leading the Way | Headroom (MW) | 17.8249 | 17.5162 | 17.5067 | 17.404 | 17.3114 | 17.2729 | 17.1603 | 17.0444 | 16.8818 | 16.7052 | 16.4981 | 16.2765 | 16.1327 | 15.855 | 14.2965 | 11.0279 | 8.9636
Port Ham 132kV | BROCKWORTH 33 11kV S STN | Primary Substation | 11 | System Transformation | Headroom (MW) | 17.8249 | 17.526 | 17.5388 | 17.5107 | 17.4851 | 17.474 | 17.4182 | 17.3484 | 17.2847 | 17.2148 | 17.1438 | 17.0773 | 16.9667 | 16.8615 | 16.4605 | 15.6353 | 14.5332
Bishops Wood 132kV | BROMYARD 66/11kV | Primary Substation | 11 | Best View | Headroom (MW) | 10.2091 | 10.2106 | 10.1969 | 10.1809 | 10.1623 | 10.1388 | 10.1214 | 9.8284 | 9.7329 | 9.5268 | 9.2501 | 8.9553 | 8.5729 | 8.3084 | 7.9428 | 7.0387 | 6.0439
Bishops Wood 132kV | BROMYARD 66/11kV | Primary Substation | 11 | Consumer Transformation | Headroom (MW) | 10.2091 | 10.2013 | 10.1726 | 10.1281 | 9.581 | 9.1177 | 8.618 | 8.2142 | 7.6607 | 6.9834 | 6.2711 | 5.5951 | 4.8104 | 4.2198 | 0 | 0 | 0
Bishops Wood 132kV | BROMYARD 66/11kV | Primary Substation | 11 | Falling Short | Headroom (MW) | 10.2091 | 10.2144 | 10.2053 | 10.1987 | 10.188 | 10.1712 | 10.1494 | 10.122 | 9.8143 | 9.6483 | 9.383 | 9.089 | 8.7038 | 8.4322 | 8.0904 | 7.4867 | 6.795
Bishops Wood 132kV | BROMYARD 66/11kV | Primary Substation | 11 | Leading the Way | Headroom (MW) | 10.2091 | 10.2004 | 10.1718 | 10.1264 | 9.5451 | 9.0475 | 8.5363 | 8.2277 | 7.7953 | 7.3718 | 6.8136 | 6.1815 | 5.3818 | 4.6332 | 0 | 0 | 0
Bishops Wood 132kV | BROMYARD 66/11kV | Primary Substation | 11 | System Transformation | Headroom (MW) | 10.2091 | 10.2105 | 10.1948 | 10.1732 | 9.8334 | 9.6677 | 9.4135 | 9.159 | 8.7564 | 8.2325 | 7.6549 | 7.113 | 6.4581 | 6.0093 | 4.9232 | 3.298 | 0
Ironbridge & Shrewsbury 132kV | BROSELEY 33 11kV S STN | Primary Substation | 11 | Best View | Headroom (MW) | 6.5251 | 6.5125 | 6.3238 | 6.1486 | 6.1364 | 6.0197 | 5.9608 | 5.8182 | 5.5923 | 5.2591 | 4.8285 | 4.3634 | 3.6501 | 3.1561 | 1.9521 | 0 | 0
Ironbridge & Shrewsbury 132kV | BROSELEY 33 11kV S STN | Primary Substation | 11 | Consumer Transformation | Headroom (MW) | 6.5251 | 6.4187 | 6.3063 | 6.0543 | 5.9354 | 5.6619 | 5.4208 | 5.0353 | 4.4091 | 3.5981 | 2.6638 | 1.6969 | 2.4854 | 1.5746 | 0 | 0 | 0
Ironbridge & Shrewsbury 132kV | BROSELEY 33 11kV S STN | Primary Substation | 11 | Falling Short | Headroom (MW) | 6.5251 | 6.5698 | 6.4499 | 6.4486 | 6.5439 | 6.5814 | 6.6311 | 6.5768 | 6.4205 | 6.1374 | 5.7441 | 5.3296 | 4.724 | 4.341 | 3.9707 | 3.0131 | 2.0484
Ironbridge & Shrewsbury 132kV | BROSELEY 33 11kV S STN | Primary Substation | 11 | Leading the Way | Headroom (MW) | 6.5251 | 6.4136 | 6.3003 | 6.0348 | 5.9046 | 5.7273 | 5.5724 | 5.397 | 5.0044 | 4.6317 | 3.9417 | 3.0147 | 3.7241 | 2.5298 | 0 | 0 | 0
Ironbridge & Shrewsbury 132kV | BROSELEY 33 11kV S STN | Primary Substation | 11 | System Transformation | Headroom (MW) | 6.5251 | 6.4572 | 6.4025 | 6.333 | 6.3987 | 6.3136 | 6.248 | 6.019 | 5.5411 | 4.8663 | 4.0723 | 3.2966 | 4.2485 | 3.5604 | 0 | 0 | 0
Feckenham 66kV | BROTHERIDGE GRN 66 11kV S STN | Primary Substation | 11 | Best View | Headroom (MW) | 22.8359 | 22.8793 | 22.8028 | 22.6473 | 22.2456 | 21.8069 | 21.3326 | 20.8776 | 20.2161 | 18.9634 | 12.1833 | 4.5946 | 0 | 0 | 0 | 0 | 0
Feckenham 66kV | BROTHERIDGE GRN 66 11kV S STN | Primary Substation | 11 | Consumer Transformation | Headroom (MW) | 22.8359 | 22.8822 | 22.8004 | 22.6164 | 22.1847 | 21.7396 | 21.2695 | 20.8047 | 20.1503 | 19.325 | 18.4146 | 11.9846 | 4.0747 | 0 | 0 | 0 | 0
Feckenham 66kV | BROTHERIDGE GRN 66 11kV S STN | Primary Substation | 11 | Falling Short | Headroom (MW) | 22.8359 | 22.9073 | 22.886 | 22.8651 | 22.8266 | 22.785 | 22.7289 | 22.627 | 22.4475 | 22.1665 | 21.8007 | 21.4122 | 20.9045 | 20.547 | 20.1371 | 19.3596 | 18.4016
Feckenham 66kV | BROTHERIDGE GRN 66 11kV S STN | Primary Substation | 11 | Leading the Way | Headroom (MW) | 22.8359 | 22.882 | 22.7973 | 22.5995 | 22.1659 | 21.6944 | 21.2353 | 20.3305 | 13.7003 | 8.537 | 1.2558 | 0 | 0 | 0 | 0 | 0 | 0
Feckenham 66kV | BROTHERIDGE GRN 66 11kV S STN | Primary Substation | 11 | System Transformation | Headroom (MW) | 22.8359 | 22.9033 | 22.861 | 22.7855 | 22.6347 | 22.4354 | 22.2059 | 21.909 | 21.4076 | 20.7375 | 19.9694 | 19.2338 | 18.3404 | 17.716 | 0 | 0 | 0
Rugeley 132kV | Burntwood 132/11kVDUMMY | Primary Substation | 11 | Best View | Headroom (MW) | 63.4981 | 63.624 | 63.5371 | 63.3523 | 63.1602 | 62.9475 | 62.726 | 62.5327 | 62.2659 | 62.0125 | 61.7474 | 61.4998 | 61.2527 | 61.0995 | 60.7901 | 56.6861 | 48.6113
Rugeley 132kV | Burntwood 132/11kVDUMMY | Primary Substation | 11 | Consumer Transformation | Headroom (MW) | 63.4981 | 63.5267 | 63.3148 | 62.8357 | 62.3525 | 61.8591 | 61.3834 | 60.9294 | 60.4821 | 58.4839 | 57.0705 | 55.2567 | 53.4867 | 51.9261 | 43.7365 | 31.2016 | 17.2657
Rugeley 132kV | Burntwood 132/11kVDUMMY | Primary Substation | 11 | Falling Short | Headroom (MW) | 63.4981 | 63.6161 | 63.5456 | 63.469 | 63.3715 | 63.2614 | 63.1417 | 63.033 | 62.8625 | 62.6601 | 62.4344 | 62.2124 | 61.9544 | 61.7893 | 61.7363 | 61.5384 | 60.7083
Rugeley 132kV | Burntwood 132/11kVDUMMY | Primary Substation | 11 | Leading the Way | Headroom (MW) | 63.4981 | 63.5201 | 63.2996 | 62.7785 | 62.2681 | 61.7837 | 61.2872 | 60.8661 | 60.4621 | 58.6067 | 57.4334 | 55.908 | 54.1125 | 52.2945 | 41.8427 | 28.3827 | 13.6179
Rugeley 132kV | Burntwood 132/11kVDUMMY | Primary Substation | 11 | System Transformation | Headroom (MW) | 63.4981 | 63.5892 | 63.4696 | 63.2748 | 63.0486 | 62.779 | 62.5024 | 62.2309 | 61.8627 | 61.4533 | 61.0395 | 60.6848 | 60.4076 | 58.8564 | 56.3604 | 50.3451 | 42.4585
Cellarhead 132kV | Burslem 132/33/11kVDUMMY | Primary Substation | 11 | Best View | Headroom (MW) | 63.6595 | 63.2295 | 63.0579 | 62.7432 | 62.6637 | 62.5201 | 62.3214 | 62.1591 | 61.9775 | 61.821 | 61.7061 | 61.597 | 61.306 | 61.0623 | 59.7208 | 57.3259 | 54.2952
Cellarhead 132kV | Burslem 132/33/11kVDUMMY | Primary Substation | 11 | Consumer Transformation | Headroom (MW) | 63.6595 | 63.2368 | 63.0792 | 62.7453 | 62.6435 | 62.4415 | 62.229 | 62.0595 | 61.8639 | 61.7066 | 61.5787 | 61.3822 | 61.0545 | 60.7225 | 58.4895 | 54.9258 | 51.2041
Cellarhead 132kV | Burslem 132/33/11kVDUMMY | Primary Substation | 11 | Falling Short | Headroom (MW) | 63.6595 | 63.3682 | 63.2481 | 63.2164 | 63.3403 | 63.458 | 63.5251 | 63.5762 | 63.6226 | 63.6838 | 63.7532 | 63.8463 | 63.8712 | 63.934 | 64.1175 | 64.006 | 63.4186
Cellarhead 132kV | Burslem 132/33/11kVDUMMY | Primary Substation | 11 | Leading the Way | Headroom (MW) | 63.6595 | 63.231 | 63.0666 | 62.7089 | 62.5749 | 62.4832 | 62.2211 | 61.9886 | 61.7004 | 61.5286 | 61.3414 | 61.1693 | 60.8378 | 60.4999 | 57.84 | 54.1589 | 49.9415
Cellarhead 132kV | Burslem 132/33/11kVDUMMY | Primary Substation | 11 | System Transformation | Headroom (MW) | 63.6595 | 63.2753 | 63.1858 | 63.0669 | 63.1687 | 63.1506 | 63.1139 | 63.1008 | 63.0768 | 63.0677 | 63.0916 | 63.1284 | 62.9784 | 62.8829 | 62.0378 | 60.4005 | 58.3209
Bushbury 132kV | Bushbury B-C 132/33/11kVDUMMY | Primary Substation | 11 | Best View | Headroom (MW) | 32.0402 | 31.6148 | 31.272 | 30.2031 | 28.5148 | 26.8513 | 25.0547 | 23.2101 | 20.9537 | 18.8847 | 16.3329 | 13.6704 | 10.9091 | 7.4566 | 0 | 0 | 0
Bushbury 132kV | Bushbury B-C 132/33/11kVDUMMY | Primary Substation | 11 | Consumer Transformation | Headroom (MW) | 32.0402 | 31.6478 | 31.3678 | 30.3534 | 28.8639 | 27.2572 | 25.6065 | 23.7514 | 21.6285 | 19.6214 | 17.3214 | 14.8323 | 12.4636 | 10.413 | 0 | 0 | 0
Bushbury 132kV | Bushbury B-C 132/33/11kVDUMMY | Primary Substation | 11 | Falling Short | Headroom (MW) | 32.0402 | 32.0856 | 31.8365 | 31.721 | 31.5302 | 31.3548 | 31.111 | 30.8159 | 30.4031 | 29.8142 | 29.0145 | 28.1367 | 27.0667 | 26.3864 | 25.9215 | 25.1228 | 21.9414
Bushbury 132kV | Bushbury B-C 132/33/11kVDUMMY | Primary Substation | 11 | Leading the Way | Headroom (MW) | 32.0402 | 31.6374 | 31.3294 | 30.2475 | 28.6207 | 27.0751 | 25.4544 | 23.8631 | 21.8801 | 20.2226 | 18.0865 | 15.7891 | 13.2549 | 9.809 | 0 | 0 | 0
Bushbury 132kV | Bushbury B-C 132/33/11kVDUMMY | Primary Substation | 11 | System Transformation | Headroom (MW) | 32.0402 | 31.7987 | 31.7323 | 31.3527 | 30.8457 | 30.2778 | 29.4151 | 28.3354 | 26.9222 | 25.5496 | 23.8853 | 22.3702 | 20.7295 | 19.7547 | 14.9875 | 5.3959 | 0
Bushbury 132kV | BUSHBURY C 132kV S STN | Bulk Supply Point | 11 | Best View | Headroom (MW) | 54.6082 | 54.6313 | 54.4164 | 53.8088 | 53.118 | 52.4253 | 51.6595 | 50.9017 | 49.7325 | 48.5092 | 46.8737 | 44.9973 | 40.5641 | 38.6856 | 28.7909 | 20.4392 | 13.7568
Bushbury 132kV | BUSHBURY C 132kV S STN | Bulk Supply Point | 11 | Consumer Transformation | Headroom (MW) | 54.6082 | 54.6419 | 54.459 | 53.9029 | 53.2695 | 52.5606 | 51.803 | 50.8958 | 49.5751 | 47.9684 | 46.1723 | 44.3188 | 42.3345 | 40.8292 | 30.8682 | 22.7048 | 14.1231
Bushbury 132kV | BUSHBURY C 132kV S STN | Bulk Supply Point | 11 | Falling Short | Headroom (MW) | 54.6082 | 54.7488 | 54.7094 | 54.6343 | 54.5458 | 54.4362 | 54.2923 | 54.0697 | 53.6642 | 53.0511 | 52.2677 | 51.4379 | 50.3839 | 49.6749 | 48.9196 | 47.572 | 45.4958
Bushbury 132kV | BUSHBURY C 132kV S STN | Bulk Supply Point | 11 | Leading the Way | Headroom (MW) | 54.6082 | 54.6393 | 54.4431 | 53.839 | 53.1664 | 52.5098 | 51.8076 | 51.1725 | 50.1492 | 49.1312 | 47.6698 | 45.9229 | 41.5632 | 39.6578 | 27.7484 | 19.5054 | 12.84
Bushbury 132kV | BUSHBURY C 132kV S STN | Bulk Supply Point | 11 | System Transformation | Headroom (MW) | 54.6082 | 54.7167 | 54.641 | 54.4301 | 54.1838 | 53.8416 | 53.4344 | 52.8374 | 51.8111 | 50.4857 | 48.9704 | 47.4992 | 45.7942 | 44.6905 | 38.8499 | 33.5193 | 27.4694
Bustleholm 132kV | BUSTLEHOLM 11kV S STN | Primary Substation | 11 | Best View | Headroom (MW) | 33.0523 | 32.8905 | 32.7298 | 32.3992 | 32.0472 | 31.6646 | 31.2661 | 30.8714 | 30.4119 | 30.0887 | 29.5299 | 29.1825 | 28.9518 | 28.9511 | 29.0529 | 24.1705 | 15.0596
Bustleholm 132kV | BUSTLEHOLM 11kV S STN | Primary Substation | 11 | Consumer Transformation | Headroom (MW) | 33.0523 | 32.657 | 32.1955 | 31.1343 | 30.1087 | 28.5895 | 27.1948 | 25.713 | 24.272 | 23.0136 | 21.7908 | 20.341 | 19.1637 | 18.1019 | 10.4638 | 0 | 0
Bustleholm 132kV | BUSTLEHOLM 11kV S STN | Primary Substation | 11 | Falling Short | Headroom (MW) | 33.0523 | 32.887 | 32.7452 | 32.5982 | 32.4135 | 32.2242 | 32.0294 | 31.8443 | 31.6322 | 31.4227 | 31.233 | 31.082 | 30.9561 | 30.9076 | 31.5436 | 32.2106 | 30.9658
Bustleholm 132kV | BUSTLEHOLM 11kV S STN | Primary Substation | 11 | Leading the Way | Headroom (MW) | 33.0523 | 32.637 | 32.1516 | 30.9839 | 29.6916 | 28.2839 | 26.7799 | 25.3474 | 23.8808 | 22.6654 | 21.4329 | 20.2059 | 18.9137 | 17.6523 | 8.2036 | 0 | 0
Bustleholm 132kV | BUSTLEHOLM 11kV S STN | Primary Substation | 11 | System Transformation | Headroom (MW) | 33.0523 | 32.8041 | 32.548 | 32.1322 | 31.642 | 31.0889 | 30.547 | 30.0781 | 29.2134 | 28.5617 | 27.9769 | 27.5042 | 27.1105 | 26.9164 | 25.1421 | 20.1851 | 12.4518
Iron Acton 132kV | CAMP 33 11kV S STN | Primary Substation | 11 | Best View | Headroom (MW) | 11.1704 | 11.1969 | 11.1615 | 11.0814 | 10.9952 | 10.907 | 10.8189 | 10.739 | 10.6596 | 10.601 | 10.5516 | 10.5144 | 10.496 | 10.4836 | 10.3685 | 9.3557 | 8.3354
Iron Acton 132kV | CAMP 33 11kV S STN | Primary Substation | 11 | Consumer Transformation | Headroom (MW) | 11.1704 | 11.1499 | 11.0549 | 10.832 | 10.6171 | 10.4199 | 10.2595 | 10.1556 | 9.3577 | 9.2837 | 9.1631 | 8.995 | 8.8445 | 8.6829 | 7.5402 | 0 | 0
Iron Acton 132kV | CAMP 33 11kV S STN | Primary Substation | 11 | Falling Short | Headroom (MW) | 11.1704 | 11.1993 | 11.1755 | 11.1517 | 11.1129 | 11.0733 | 11.0335 | 10.9998 | 10.9606 | 10.9261 | 10.8994 | 10.88 | 10.8708 | 10.8701 | 11.0167 | 11.0667 | 10.8376
Iron Acton 132kV | CAMP 33 11kV S STN | Primary Substation | 11 | Leading the Way | Headroom (MW) | 11.1704 | 11.1463 | 11.0463 | 10.8028 | 10.5783 | 10.3845 | 10.2207 | 10.1402 | 9.3315 | 9.2264 | 9.0877 | 8.9361 | 8.7772 | 8.6053 | 6.4644 | 0 | 0
Iron Acton 132kV | CAMP 33 11kV S STN | Primary Substation | 11 | System Transformation | Headroom (MW) | 11.1704 | 11.1798 | 11.1298 | 11.0444 | 10.945 | 10.8362 | 10.7332 | 10.6392 | 10.5495 | 10.4674 | 10.399 | 10.3447 | 10.3048 | 10.277 | 10.1041 | 8.9614 | 3.7942
Rugeley 132kV | Cannock 132/11kV | Primary Substation | 11 | Best View | Headroom (MW) | 60.4861 | 60.5179 | 60.4154 | 60.2634 | 58.7809 | 57.8844 | 56.8822 | 55.8558 | 54.6847 | 53.5368 | 52.3483 | 51.2015 | 50.0626 | 49.1456 | 45.8045 | 37.4398 | 34.05
Rugeley 132kV | Cannock 132/11kV | Primary Substation | 11 | Consumer Transformation | Headroom (MW) | 60.4861 | 60.4595 | 60.3119 | 58.7309 | 57.2882 | 55.6792 | 54.0854 | 52.4598 | 50.6414 | 48.728 | 46.7578 | 44.5745 | 42.5065 | 40.6261 | 30.9586 | 16.0783 | 8.634
Rugeley 132kV | Cannock 132/11kV | Primary Substation | 11 | Falling Short | Headroom (MW) | 60.4861 | 60.5572 | 60.4924 | 60.4461 | 60.3684 | 60.2974 | 60.2532 | 59.2206 | 58.9529 | 58.4958 | 57.933 | 57.3601 | 56.7016 | 56.2497 | 56.0415 | 55.3231 | 60.4564
Rugeley 132kV | Cannock 132/11kV | Primary Substation | 11 | Leading the Way | Headroom (MW) | 60.4861 | 60.456 | 60.3064 | 58.604 | 57.0378 | 55.4598 | 53.7458 | 52.1297 | 50.3545 | 48.731 | 46.9294 | 45.0209 | 42.908 | 40.7795 | 28.111 | 12.5258 | 4.0087
Rugeley 132kV | Cannock 132/11kV | Primary Substation | 11 | System Transformation | Headroom (MW) | 60.4861 | 60.5134 | 60.421 | 60.2975 | 59.1499 | 58.5424 | 57.7283 | 56.8111 | 55.6905 | 54.4337 | 53.137 | 51.9324 | 50.6684 | 49.7907 | 45.7428 | 38.2069 | 37.6197
Lea Marston 132kV | Castle Bromwich 132/11kVDUMMY | Primary Substation | 11 | Best View | Headroom (MW) | 3.1893 | 3.7085 | 3.9872 | 3.5137 | 2.9893 | 2.4435 | 1.8236 | 1.2308 | 0.60085 | 0.046224 | 0 | 0 | 0 | 0 | 3.6032 | 0 | 0
Lea Marston 132kV | Castle Bromwich 132/11kVDUMMY | Primary Substation | 11 | Consumer Transformation | Headroom (MW) | 3.1893 | 3.5786 | 3.759 | 2.9994 | 2.22 | 1.4276 | 0.68917 | 0 | 0 | 0 | 0 | 0 | 0 | 0 | 0 | 0 | 0
Lea Marston 132kV | Castle Bromwich 132/11kVDUMMY | Primary Substation | 11 | Falling Short | Headroom (MW) | 3.1893 | 3.6195 | 3.8686 | 3.7629 | 3.6217 | 3.4742 | 3.3213 | 3.1709 | 2.9749 | 2.8068 | 2.6621 | 2.5437 | 2.4396 | 2.3527 | 2.3166 | 2.229 | 0.96449
Lea Marston 132kV | Castle Bromwich 132/11kVDUMMY | Primary Substation | 11 | Leading the Way | Headroom (MW) | 3.1893 | 3.6091 | 3.7627 | 2.9599 | 2.1424 | 1.3598 | 0.52412 | 0 | 0 | 0 | 0 | 0 | 0 | 0 | 0 | 0 | 0
Lea Marston 132kV | Castle Bromwich 132/11kVDUMMY | Primary Substation | 11 | System Transformation | Headroom (MW) | 3.1893 | 3.6685 | 3.9902 | 3.678 | 3.3176 | 2.8857 | 2.4791 | 2.075 | 1.6472 | 1.2502 | 0.90008 | 0.60561 | 0.39557 | 0.25137 | 0 | 0 | 0
Port Ham 132kV | CASTLE MEADS 33kV S STN | Bulk Supply Point | 33 | Best View | Headroom (MW) | 89.4241 | 77.2528 | 51.4902 | 46.9436 | 34.5367 | 26.2111 | 17.101 | 4.2924 | 0 | 0 | 0 | 0 | 0 | 0 | 0 | 0 | 0
Port Ham 132kV | CASTLE MEADS 33kV S STN | Bulk Supply Point | 33 | Consumer Transformation | Headroom (MW) | 89.4241 | 76.8577 | 50.6324 | 44.6668 | 29.4549 | 19.6492 | 9.6568 | 0 | 0 | 0 | 0 | 0 | 0 | 0 | 0 | 0 | 0
Port Ham 132kV | CASTLE MEADS 33kV S STN | Bulk Supply Point | 33 | Falling Short | Headroom (MW) | 89.4241 | 92.001 | 55.354 | 56.7016 | 57.3739 | 58.2523 | 58.1693 | 56.3006 | 54.0339 | 50.0064 | 44.569 | 38.5729 | 28.2941 | 22.2043 | 25.6852 | 14.4887 | 0
Port Ham 132kV | CASTLE MEADS 33kV S STN | Bulk Supply Point | 33 | Leading the Way | Headroom (MW) | 89.4241 | 77.133 | 50.6651 | 44.4498 | 28.5873 | 20.623 | 0 | 0 | 0 | 0 | 0 | 0 | 0 | 0 | 0 | 0 | 0
Port Ham 132kV | CASTLE MEADS 33kV S STN | Bulk Supply Point | 33 | System Transformation | Headroom (MW) | 89.4241 | 78.0343 | 53.5879 | 52.9118 | 51.4375 | 48.507 | 44.8658 | 37.957 | 27.5014 | 14.0107 | 0 | 0 | 0 | 0 | 0 | 0 | 0
Cellarhead 132kV | CAULDON | Primary Substation | 11 | Best View | Headroom (MW) | 10.0231 | 10.022 | 10.0075 | 10 | 10.0078 | 9.9798 | 9.9535 | 9.9279 | 9.904 | 9.8798 | 9.8566 | 9.8348 | 9.8149 | 9.7976 | 9.4648 | 9.0848 | 8.637
Cellarhead 132kV | CAULDON | Primary Substation | 11 | Consumer Transformation | Headroom (MW) | 10.0231 | 10.0224 | 10.0092 | 9.9995 | 9.9563 | 9.8743 | 9.7982 | 9.6852 | 9.6066 | 9.5155 | 9.435 | 9.3619 | 9.2959 | 9.2317 | 8.7067 | 8.19 | 7.6435
Cellarhead 132kV | CAULDON | Primary Substation | 11 | Falling Short | Headroom (MW) | 10.0231 | 10.0278 | 10.0246 | 10.0416 | 10.0628 | 10.059 | 10.0559 | 10.0525 | 10.0482 | 10.0443 | 10.0413 | 10.0394 | 10.038 | 10.0363 | 10.0386 | 10.0336 | 9.9954
Cellarhead 132kV | CAULDON | Primary Substation | 11 | Leading the Way | Headroom (MW) | 10.0231 | 10.0219 | 10.0083 | 10.0002 | 9.9443 | 9.8529 | 9.7785 | 9.6294 | 9.5237 | 9.4247 | 9.3376 | 9.2642 | 9.1922 | 9.1226 | 8.5313 | 7.9815 | 7.35
Cellarhead 132kV | CAULDON | Primary Substation | 11 | System Transformation | Headroom (MW) | 10.0231 | 10.0257 | 10.0191 | 10.03 | 10.0314 | 9.9954 | 9.9601 | 9.9373 | 9.9169 | 9.8975 | 9.8823 | 9.872 | 9.8624 | 9.8545 | 9.7763 | 9.5387 | 9.2727
Kitwell 132kV | Chad Valley 132/11kVDUMMY | Primary Substation | 11 | Best View | Headroom (MW) | 67.4939 | 67.5748 | 67.4587 | 67.219 | 67.0146 | 66.7663 | 66.5144 | 66.2796 | 66.0473 | 65.8509 | 65.6808 | 65.5357 | 65.4391 | 65.3592 | 64.7968 | 62.6167 | 59.1298
Kitwell 132kV | Chad Valley 132/11kVDUMMY | Primary Substation | 11 | Consumer Transformation | Headroom (MW) | 67.4939 | 67.5001 | 67.2906 | 66.8181 | 66.3799 | 65.9201 | 65.5076 | 65.0827 | 64.7143 | 64.3879 | 64.0835 | 63.6908 | 63.4151 | 63.1178 | 60.7498 | 57.0434 | 52.4781
Kitwell 132kV | Chad Valley 132/11kVDUMMY | Primary Substation | 11 | Falling Short | Headroom (MW) | 67.4939 | 67.5987 | 67.5342 | 67.4821 | 67.4393 | 67.3787 | 67.3208 | 67.2749 | 67.2185 | 67.1721 | 67.15 | 67.1532 | 67.1863 | 67.2467 | 67.9112 | 68.4644 | 68.031
Kitwell 132kV | Chad Valley 132/11kVDUMMY | Primary Substation | 11 | Leading the Way | Headroom (MW) | 67.4939 | 67.4899 | 67.2681 | 66.7468 | 66.289 | 65.824 | 65.3565 | 64.9227 | 64.5164 | 64.1579 | 63.8246 | 63.5125 | 63.2039 | 62.8685 | 60.0451 | 55.8641 | 50.4067
Kitwell 132kV | Chad Valley 132/11kVDUMMY | Primary Substation | 11 | System Transformation | Headroom (MW) | 67.4939 | 67.5606 | 67.4409 | 67.2663 | 67.0967 | 66.8646 | 66.6465 | 66.4448 | 66.2503 | 66.0815 | 65.951 | 65.8636 | 65.821 | 65.827 | 65.437 | 63.9876 | 61.6959
Cellarhead 132kV | CHEADLE 33 11kV S STN | Primary Substation | 11 | Best View | Headroom (MW) | 18.0736 | 18.0854 | 18.0425 | 17.8689 | 17.7082 | 17.5115 | 17.2979 | 17.0137 | 16.6137 | 16.04 | 15.3364 | 14.5738 | 13.6165 | 12.8995 | 11.1165 | 8.5221 | 5.6228
Cellarhead 132kV | CHEADLE 33 11kV S STN | Primary Substation | 11 | Consumer Transformation | Headroom (MW) | 18.0736 | 18.0888 | 18.0535 | 17.8653 | 17.4755 | 16.949 | 16.3558 | 15.6874 | 14.623 | 13.2468 | 11.6976 | 10.1476 | 8.2943 | 6.9486 | 2.748 | 0 | 0
Cellarhead 132kV | CHEADLE 33 11kV S STN | Primary Substation | 11 | Falling Short | Headroom (MW) | 18.0736 | 18.1214 | 18.1393 | 18.1493 | 18.1543 | 18.1365 | 18.0896 | 17.9688 | 17.7257 | 17.3172 | 16.7709 | 16.1833 | 15.3865 | 14.8154 | 14.062 | 12.8046 | 11.2156
Cellarhead 132kV | CHEADLE 33 11kV S STN | Primary Substation | 11 | Leading the Way | Headroom (MW) | 18.0736 | 18.0909 | 18.0521 | 17.8513 | 17.4203 | 16.9289 | 16.4099 | 16.0174 | 15.2809 | 14.5276 | 13.3373 | 11.8963 | 10.0351 | 8.3498 | 2.7156 | 0 | 0
Cellarhead 132kV | CHEADLE 33 11kV S STN | Primary Substation | 11 | System Transformation | Headroom (MW) | 18.0736 | 18.1165 | 18.1294 | 18.087 | 17.9605 | 17.7304 | 17.4485 | 17.0444 | 16.2839 | 15.2471 | 14.052 | 12.8899 | 11.4275 | 10.3755 | 7.7713 | 4.063 | 0
Nechells 132kV | Cheapside 132/11kVDUMMY | Primary Substation | 11 | Best View | Headroom (MW) | 64.1662 | 64.2208 | 64.3184 | 64.8265 | 65.4239 | 66.0197 | 66.5096 | 66.9363 | 66.8291 | 66.7247 | 66.598 | 66.4174 | 66.2435 | 66.0739 | 65.1651 | 64.0666 | 62.8018
Nechells 132kV | Cheapside 132/11kVDUMMY | Primary Substation | 11 | Consumer Transformation | Headroom (MW) | 64.1662 | 64.1905 | 64.2677 | 64.6603 | 65.2095 | 65.5144 | 65.9214 | 66.3298 | 66.2561 | 66.163 | 66.0488 | 65.9104 | 65.7902 | 65.6604 | 64.5488 | 63.2086 | 61.8964
Nechells 132kV | Cheapside 132/11kVDUMMY | Primary Substation | 11 | Falling Short | Headroom (MW) | 64.1662 | 64.1792 | 64.256 | 64.7229 | 65.2184 | 65.7037 | 66.1791 | 66.5717 | 66.7289 | 66.8777 | 67.0245 | 67.1691 | 67.3095 | 67.4155 | 67.2542 | 67.0719 | 66.7164
Nechells 132kV | Cheapside 132/11kVDUMMY | Primary Substation | 11 | Leading the Way | Headroom (MW) | 64.1662 | 64.2012 | 64.2739 | 64.7399 | 65.2918 | 65.8452 | 66.2835 | 66.6565 | 66.5143 | 66.3793 | 66.2215 | 66.01 | 65.8079 | 65.6105 | 64.3129 | 62.9862 | 61.5129
Nechells 132kV | Cheapside 132/11kVDUMMY | Primary Substation | 11 | System Transformation | Headroom (MW) | 64.1662 | 64.205 | 64.3128 | 64.791 | 65.4227 | 65.8085 | 66.2968 | 66.7886 | 66.7858 | 66.7691 | 66.7359 | 66.7104 | 66.6846 | 66.6649 | 66.1081 | 65.3828 | 64.565
Cellarhead 132kV | CHEDDLETON 33 11kV S STN | Primary Substation | 11 | Best View | Headroom (MW) | 13.2877 | 13.2861 | 13.227 | 13.1052 | 12.9872 | 12.8665 | 12.7459 | 12.6142 | 12.4584 | 12.267 | 12.0648 | 11.8945 | 11.102 | 11.0085 | 10.5074 | 9.483 | 8.2828
Cellarhead 132kV | CHEDDLETON 33 11kV S STN | Primary Substation | 11 | Consumer Transformation | Headroom (MW) | 13.2877 | 13.289 | 13.2363 | 13.1111 | 12.9863 | 12.8363 | 12.672 | 12.4612 | 12.1748 | 11.8872 | 11.0427 | 10.7051 | 10.2063 | 9.8653 | 8.6041 | 6.8488 | 4.9885
Cellarhead 132kV | CHEDDLETON 33 11kV S STN | Primary Substation | 11 | Falling Short | Headroom (MW) | 13.2877 | 13.3259 | 13.3213 | 13.305 | 13.2821 | 13.2524 | 13.2161 | 13.1636 | 13.0805 | 12.9594 | 12.8109 | 12.6545 | 12.4556 | 12.3186 | 12.1782 | 11.9523 | 11.1414
Cellarhead 132kV | CHEDDLETON 33 11kV S STN | Primary Substation | 11 | Leading the Way | Headroom (MW) | 13.2877 | 13.2998 | 13.2549 | 13.1175 | 12.9868 | 12.857 | 12.7215 | 12.5902 | 12.3804 | 12.1784 | 11.9177 | 11.0827 | 10.7037 | 10.2968 | 8.6425 | 6.7528 | 5.2904
Cellarhead 132kV | CHEDDLETON 33 11kV S STN | Primary Substation | 11 | System Transformation | Headroom (MW) | 13.2877 | 13.3074 | 13.2802 | 13.2314 | 13.1746 | 13.0983 | 13.0092 | 12.8823 | 12.6871 | 12.4387 | 12.1703 | 11.9455 | 11.1068 | 11.0189 | 10.4785 | 9.4748 | 8.1633
Lea Marston 132kV | CHELMSLEY WOOD | Primary Substation | 11 | Best View | Headroom (MW) | 32.3814 | 32.4296 | 32.4084 | 32.3655 | 32.3214 | 32.281 | 32.2494 | 32.2773 | 32.2665 | 32.3121 | 32.351 | 32.4011 | 32.4567 | 32.5006 | 32.3655 | 31.8235 | 30.9207
Lea Marston 132kV | CHELMSLEY WOOD | Primary Substation | 11 | Consumer Transformation | Headroom (MW) | 32.3814 | 32.4053 | 32.3492 | 32.2267 | 32.0902 | 31.9591 | 31.8467 | 31.7791 | 31.6792 | 31.6248 | 31.5569 | 31.4613 | 31.4023 | 31.3376 | 30.716 | 29.528 | 28.1124
Lea Marston 132kV | CHELMSLEY WOOD | Primary Substation | 11 | Falling Short | Headroom (MW) | 32.3814 | 32.4248 | 32.4004 | 32.376 | 32.3462 | 32.3176 | 32.2873 | 32.2874 | 32.2651 | 32.2605 | 32.2531 | 32.2518 | 32.2574 | 32.2686 | 32.3766 | 32.5337 | 32.3756
Lea Marston 132kV | CHELMSLEY WOOD | Primary Substation | 11 | Leading the Way | Headroom (MW) | 32.3814 | 32.4036 | 32.3443 | 32.2085 | 32.0643 | 31.93 | 31.8064 | 31.7403 | 31.6323 | 31.5638 | 31.4892 | 31.4224 | 31.3554 | 31.2736 | 30.473 | 29.1514 | 27.4415
Lea Marston 132kV | CHELMSLEY WOOD | Primary Substation | 11 | System Transformation | Headroom (MW) | 32.3814 | 32.4187 | 32.382 | 32.3288 | 32.2611 | 32.1876 | 32.1199 | 32.1035 | 32.0466 | 32.0233 | 31.992 | 31.9733 | 31.9695 | 31.9824 | 31.9083 | 31.43 | 30.6856
Port Ham 132kV | Cheltenham 132/66/11kVDUMMY | Primary Substation | 11 | Best View | Headroom (MW) | 33.3679 | 33.3616 | 33.3302 | 33.2573 | 33.2551 | 33.1769 | 33.0815 | 32.9747 | 32.8735 | 32.7517 | 32.6052 | 32.4007 | 32.181 | 32.007 | 31.3252 | 28.7139 | 27.3928
Port Ham 132kV | Cheltenham 132/66/11kVDUMMY | Primary Substation | 11 | Consumer Transformation | Headroom (MW) | 33.3679 | 33.3379 | 33.2735 | 33.1179 | 33.0355 | 32.8854 | 32.7232 | 32.5355 | 32.3599 | 32.1699 | 31.9658 | 31.6906 | 31.4427 | 31.2662 | 28.4246 | 26.89 | 24.8502
Port Ham 132kV | Cheltenham 132/66/11kVDUMMY | Primary Substation | 11 | Falling Short | Headroom (MW) | 33.3679 | 33.3979 | 33.3518 | 33.3551 | 33.4173 | 33.473 | 33.503 | 33.5178 | 33.5499 | 33.5708 | 33.5751 | 33.5611 | 33.5309 | 33.5267 | 33.5207 | 33.3932 | 32.9875
Port Ham 132kV | Cheltenham 132/66/11kVDUMMY | Primary Substation | 11 | Leading the Way | Headroom (MW) | 33.3679 | 33.3351 | 33.2645 | 33.0961 | 32.9991 | 32.8932 | 32.7079 | 32.5067 | 32.2859 | 32.0819 | 31.8256 | 31.527 | 31.2931 | 31.1557 | 28.1961 | 26.4663 | 24.3154
Port Ham 132kV | Cheltenham 132/66/11kVDUMMY | Primary Substation | 11 | System Transformation | Headroom (MW) | 33.3679 | 33.3624 | 33.339 | 33.3044 | 33.3357 | 33.2945 | 33.2389 | 33.1658 | 33.1067 | 33.0267 | 32.9265 | 32.7746 | 32.5912 | 32.4653 | 31.8022 | 31.1487 | 28.668
Port Ham 132kV | CHELTENHAM 66kV S STN | Bulk Supply Point | 66 | Best View | Headroom (MW) | 84.92 | 85.5059 | 85.6113 | 84.4983 | 83.0744 | 80.8511 | 78.2648 | 74.8137 | 70.4919 | 64.2137 | 55.7914 | 47.3748 | 37.3745 | 30.141 | 30.9281 | 0 | 0
Port Ham 132kV | CHELTENHAM 66kV S STN | Bulk Supply Point | 66 | Consumer Transformation | Headroom (MW) | 84.92 | 85.0804 | 84.6679 | 82.0754 | 79.3935 | 76.131 | 72.579 | 67.7194 | 62.2455 | 54.5582 | 45.0149 | 35.2585 | 24.3117 | 16.1986 | 7.7383 | 0 | 0
Port Ham 132kV | CHELTENHAM 66kV S STN | Bulk Supply Point | 66 | Falling Short | Headroom (MW) | 84.92 | 86.1693 | 85.9509 | 86.1895 | 86.3363 | 86.3225 | 85.9428 | 84.7837 | 83.2843 | 80.4341 | 76.2373 | 71.7747 | 65.8696 | 62.0817 | 58.4568 | 50.9421 | 57.9563
Port Ham 132kV | CHELTENHAM 66kV S STN | Bulk Supply Point | 66 | Leading the Way | Headroom (MW) | 84.92 | 85.1133 | 84.6294 | 81.8479 | 78.9909 | 76.2275 | 73.1969 | 70.2407 | 66.5078 | 62.3397 | 54.9846 | 46.0214 | 34.6266 | 23.9906 | 0 | 0 | 0
Port Ham 132kV | CHELTENHAM 66kV S STN | Bulk Supply Point | 66 | System Transformation | Headroom (MW) | 84.92 | 85.5277 | 85.7384 | 85.1737 | 84.4538 | 82.8291 | 80.8027 | 77.3718 | 73.0843 | 66.4268 | 57.8346 | 49.6024 | 39.7308 | 33.5086 | 37.1824 | 0.1583 | 0
Iron Acton 132kV | CHERINGTON 33 11kV S STN | Primary Substation | 11 | Best View | Headroom (MW) | 10.3366 | 10.223 | 10.2113 | 10.192 | 10.1782 | 9.3272 | 9.3219 | 9.3283 | 9.3316 | 9.3249 | 9.3114 | 9.2835 | 9.1708 | 9.096 | 8.7306 | 8.0456 | 7.1431
Iron Acton 132kV | CHERINGTON 33 11kV S STN | Primary Substation | 11 | Consumer Transformation | Headroom (MW) | 10.3366 | 10.2159 | 10.1977 | 9.3204 | 9.3077 | 9.2556 | 9.1634 | 9.1057 | 8.9975 | 8.8205 | 8.6318 | 8.4221 | 8.1118 | 7.8921 | 6.8568 | 0 | 0
Iron Acton 132kV | CHERINGTON 33 11kV S STN | Primary Substation | 11 | Falling Short | Headroom (MW) | 10.3366 | 10.3466 | 10.2154 | 10.2075 | 10.1965 | 10.1852 | 10.1737 | 10.1697 | 10.1629 | 9.3391 | 9.3207 | 9.2824 | 9.1959 | 9.1703 | 9.2909 | 9.0461 | 8.6521
Iron Acton 132kV | CHERINGTON 33 11kV S STN | Primary Substation | 11 | Leading the Way | Headroom (MW) | 10.3366 | 10.2148 | 10.1965 | 9.3201 | 9.2998 | 9.2541 | 9.1694 | 9.1476 | 9.0776 | 9.0055 | 8.8583 | 8.6713 | 8.4074 | 8.1752 | 6.4762 | 0 | 0
Iron Acton 132kV | CHERINGTON 33 11kV S STN | Primary Substation | 11 | System Transformation | Headroom (MW) | 10.3366 | 10.2201 | 10.2077 | 10.1921 | 10.1788 | 9.3269 | 9.3149 | 9.3071 | 9.2706 | 9.1736 | 9.0485 | 8.9109 | 8.6576 | 8.5387 | 8.0158 | 7.1482 | 3.8012
Nechells 132kV | Chester Street 132/11kVDUMMY | Primary Substation | 11 | Best View | Headroom (MW) | 31.5927 | 31.6771 | 31.674 | 31.592 | 31.4953 | 31.4065 | 31.2962 | 31.1858 | 31.08 | 30.9881 | 30.901 | 30.8182 | 30.7439 | 30.672 | 30.2988 | 28.0694 | 25.6652
Nechells 132kV | Chester Street 132/11kVDUMMY | Primary Substation | 11 | Consumer Transformation | Headroom (MW) | 31.5927 | 31.669 | 31.6617 | 31.5589 | 31.446 | 31.3282 | 31.2172 | 31.1112 | 31.0146 | 30.9164 | 30.8196 | 30.7025 | 30.6134 | 30.521 | 29.0158 | 26.713 | 24.1095
Nechells 132kV | Chester Street 132/11kVDUMMY | Primary Substation | 11 | Falling Short | Headroom (MW) | 31.5927 | 31.6714 | 31.6769 | 31.6533 | 31.6233 | 31.5926 | 31.5612 | 31.531 | 31.4971 | 31.4665 | 31.44 | 31.4175 | 31.3984 | 31.3837 | 31.4032 | 31.4355 | 31.277
Nechells 132kV | Chester Street 132/11kVDUMMY | Primary Substation | 11 | Leading the Way | Headroom (MW) | 31.5927 | 31.6697 | 31.6588 | 31.5501 | 31.4258 | 31.3152 | 31.181 | 31.0491 | 30.9331 | 30.8333 | 30.7396 | 30.6497 | 30.5637 | 30.479 | 28.6295 | 26.1284 | 23.1096
Nechells 132kV | Chester Street 132/11kVDUMMY | Primary Substation | 11 | System Transformation | Headroom (MW) | 31.5927 | 31.6753 | 31.6831 | 31.636 | 31.5777 | 31.5092 | 31.4433 | 31.3767 | 31.3157 | 31.2546 | 31.1993 | 31.1544 | 31.1193 | 31.0917 | 30.8656 | 30.3999 | 28.97
Iron Acton 132kV | Chipping Sodbury 132/33/11kVDUMMY | Primary Substation | 11 | Best View | Headroom (MW) | 30.8287 | 30.8554 | 30.7402 | 30.7211 | 30.7914 | 30.765 | 30.7575 | 30.7459 | 30.7295 | 30.6275 | 30.5073 | 30.4037 | 30.2841 | 30.2304 | 29.4417 | 30.4196 | 28.7202
Iron Acton 132kV | Chipping Sodbury 132/33/11kVDUMMY | Primary Substation | 11 | Consumer Transformation | Headroom (MW) | 30.8287 | 30.7433 | 30.6468 | 30.4786 | 30.4075 | 30.2742 | 29.6848 | 29.5526 | 29.2637 | 28.7797 | 28.2377 | 27.6651 | 27.0663 | 26.5871 | 22.6247 | 0 | 0
Iron Acton 132kV | Chipping Sodbury 132/33/11kVDUMMY | Primary Substation | 11 | Falling Short | Headroom (MW) | 30.8287 | 30.8624 | 30.756 | 30.7636 | 30.8378 | 30.864 | 30.8811 | 30.8697 | 30.8319 | 30.7277 | 30.5952 | 30.4634 | 30.3139 | 30.2457 | 30.2141 | 31.6408 | 31.0826
Iron Acton 132kV | Chipping Sodbury 132/33/11kVDUMMY | Primary Substation | 11 | Leading the Way | Headroom (MW) | 30.8287 | 30.7402 | 30.6405 | 30.4602 | 30.3792 | 30.2803 | 30.2307 | 29.6293 | 29.435 | 29.1076 | 28.6656 | 28.1588 | 27.5544 | 26.9809 | 19.9047 | 0 | 0
Iron Acton 132kV | Chipping Sodbury 132/33/11kVDUMMY | Primary Substation | 11 | System Transformation | Headroom (MW) | 30.8287 | 30.7741 | 30.7215 | 30.6823 | 30.7281 | 30.664 | 30.6019 | 30.5046 | 30.3667 | 29.6939 | 29.4707 | 29.1295 | 28.7098 | 28.4339 | 29.6136 | 28.0132 | 11.4374
Bishops Wood 132kV | CLEOBURY MORTIMER 33 11kV S STN | Primary Substation | 11 | Best View | Headroom (MW) | 11.13 | 11.1224 | 11.0943 | 11.0355 | 10.9771 | 10.9151 | 10.8474 | 10.76 | 10.6345 | 10.4573 | 10.238 | 10.0035 | 9.7162 | 9.5179 | 8.796 | 6.5381 | 4.048
Bishops Wood 132kV | CLEOBURY MORTIMER 33 11kV S STN | Primary Substation | 11 | Consumer Transformation | Headroom (MW) | 11.13 | 11.1231 | 11.0934 | 11.0189 | 10.8584 | 10.6725 | 10.4719 | 10.2651 | 9.9789 | 9.6229 | 9.2279 | 8.5395 | 6.9233 | 5.7862 | 2.4926 | 0 | 0
Bishops Wood 132kV | CLEOBURY MORTIMER 33 11kV S STN | Primary Substation | 11 | Falling Short | Headroom (MW) | 11.13 | 11.1379 | 11.1307 | 11.1216 | 11.1084 | 11.09 | 11.0632 | 11.0156 | 10.9276 | 10.7893 | 10.6069 | 10.4121 | 10.1573 | 9.9894 | 9.7942 | 9.5127 | 8.2137
Bishops Wood 132kV | CLEOBURY MORTIMER 33 11kV S STN | Primary Substation | 11 | Leading the Way | Headroom (MW) | 11.13 | 11.1219 | 11.0902 | 11.01 | 10.8326 | 10.6478 | 10.4621 | 10.3359 | 10.1355 | 9.9326 | 9.6334 | 9.2716 | 8.6327 | 7.1601 | 2.5941 | 0 | 0
Bishops Wood 132kV | CLEOBURY MORTIMER 33 11kV S STN | Primary Substation | 11 | System Transformation | Headroom (MW) | 11.13 | 11.132 | 11.1158 | 11.0868 | 11.0537 | 11.0044 | 10.938 | 10.8238 | 10.6307 | 10.3686 | 10.0636 | 9.7623 | 9.222 | 8.3031 | 6.2343 | 3.2567 | 0
Port Ham 132kV | COMMERCIAL RD 33 11kV S STN | Primary Substation | 11 | Best View | Headroom (MW) | 29.8665 | 29.5292 | 29.3744 | 29.0575 | 27.4818 | 27.1371 | 26.6844 | 26.219 | 25.6417 | 24.997 | 24.2158 | 23.4702 | 22.6544 | 22.0483 | 20.9671 | 18.9903 | 17.716
Port Ham 132kV | COMMERCIAL RD 33 11kV S STN | Primary Substation | 11 | Consumer Transformation | Headroom (MW) | 29.8665 | 29.53 | 29.3834 | 29.0666 | 27.4882 | 27.1517 | 26.7238 | 26.2683 | 25.7247 | 25.1314 | 24.4006 | 23.6475 | 22.8558 | 22.2432 | 20.7449 | 18.6378 | 17.4519
Port Ham 132kV | COMMERCIAL RD 33 11kV S STN | Primary Substation | 11 | Falling Short | Headroom (MW) | 29.8665 | 29.8159 | 29.5349 | 29.4985 | 29.4156 | 29.415 | 29.314 | 29.192 | 29.0131 | 28.778 | 28.4425 | 28.0947 | 27.6519 | 27.3661 | 28.0708 | 27.547 | 28.0725
Port Ham 132kV | COMMERCIAL RD 33 11kV S STN | Primary Substation | 11 | Leading the Way | Headroom (MW) | 29.8665 | 29.5256 | 29.3716 | 29.0303 | 27.4244 | 27.1457 | 26.7147 | 26.3693 | 25.904 | 25.4897 | 24.871 | 24.1887 | 23.3701 | 22.6143 | 20.8229 | 16.3931 | 12.6901
Port Ham 132kV | COMMERCIAL RD 33 11kV S STN | Primary Substation | 11 | System Transformation | Headroom (MW) | 29.8665 | 29.569 | 29.4891 | 29.3752 | 29.1938 | 29.0643 | 28.8235 | 28.5271 | 28.1209 | 27.6459 | 27.0262 | 26.4422 | 25.7631 | 25.3596 | 25.0908 | 24.4623 | 21.8006
Cellarhead 132kV | CONGLETON 33 11kV S STN | Primary Substation | 11 | Best View | Headroom (MW) | 20.2101 | 20.2046 | 20.1621 | 20.0971 | 20.0229 | 20.0155 | 20.0004 | 19.9844 | 19.965 | 19.9299 | 19.8259 | 19.725 | 19.611 | 19.5404 | 19.4422 | 18.816 | 18.0849
Cellarhead 132kV | CONGLETON 33 11kV S STN | Primary Substation | 11 | Consumer Transformation | Headroom (MW) | 20.2101 | 20.172 | 20.0855 | 19.9056 | 19.7008 | 19.5512 | 19.3936 | 19.2323 | 19.0428 | 18.8126 | 18.5082 | 18.2002 | 17.763 | 17.4968 | 16.0991 | 13.9628 | 11.1748
Cellarhead 132kV | CONGLETON 33 11kV S STN | Primary Substation | 11 | Falling Short | Headroom (MW) | 20.2101 | 20.2057 | 20.1767 | 20.1507 | 20.1103 | 20.1344 | 20.1345 | 20.1182 | 20.0878 | 20.045 | 19.9634 | 19.8798 | 19.7752 | 19.7141 | 19.6749 | 19.4942 | 19.143
Cellarhead 132kV | CONGLETON 33 11kV S STN | Primary Substation | 11 | Leading the Way | Headroom (MW) | 20.2101 | 20.1695 | 20.0798 | 19.8869 | 19.6689 | 19.568 | 19.4111 | 19.2654 | 19.0844 | 18.9242 | 18.6668 | 18.3844 | 18.0966 | 17.6649 | 15.8916 | 11.3506 | 3.2934
Cellarhead 132kV | CONGLETON 33 11kV S STN | Primary Substation | 11 | System Transformation | Headroom (MW) | 20.2101 | 20.1957 | 20.1465 | 20.0764 | 19.9795 | 19.9325 | 19.8735 | 19.802 | 19.7142 | 19.5991 | 19.4128 | 19.2406 | 19.0517 | 18.9253 | 18.3588 | 17.2974 | 16.0647
Lea Marston 132kV | Copt Heath 132/11kV | Primary Substation | 11 | Best View | Headroom (MW) | 62.1077 | 62.1313 | 62.1089 | 62.0663 | 62.0252 | 61.9676 | 61.8978 | 61.8 | 61.6382 | 61.4291 | 61.1855 | 60.9487 | 60.6688 | 60.4871 | 59.3217 | 56.6579 | 53.2507
Lea Marston 132kV | Copt Heath 132/11kV | Primary Substation | 11 | Consumer Transformation | Headroom (MW) | 62.1077 | 62.1048 | 62.046 | 61.9201 | 61.7998 | 61.6639 | 61.5128 | 61.3145 | 61.0533 | 60.7419 | 60.4095 | 60.1051 | 58.9644 | 58.2154 | 55.1569 | 51.209 | 46.8072
Lea Marston 132kV | Copt Heath 132/11kV | Primary Substation | 11 | Falling Short | Headroom (MW) | 62.1077 | 62.1312 | 62.1083 | 62.0848 | 62.0578 | 62.0278 | 61.994 | 61.9496 | 61.88 | 61.7769 | 61.6467 | 61.5102 | 61.3397 | 61.2248 | 61.1341 | 60.9273 | 60.5723
Lea Marston 132kV | Copt Heath 132/11kV | Primary Substation | 11 | Leading the Way | Headroom (MW) | 62.1077 | 62.1025 | 62.0412 | 61.9027 | 61.7785 | 61.6513 | 61.5125 | 61.3697 | 61.1852 | 60.9736 | 60.6952 | 60.3897 | 60.0765 | 58.8866 | 55.0919 | 50.7787 | 47.1299
Lea Marston 132kV | Copt Heath 132/11kV | Primary Substation | 11 | System Transformation | Headroom (MW) | 62.1077 | 62.1207 | 62.0844 | 62.0298 | 61.971 | 61.8985 | 61.8122 | 61.6918 | 61.5111 | 61.2857 | 61.0361 | 60.8002 | 60.5292 | 60.3496 | 59.2755 | 57.0868 | 54.0452
Penn 132kV | Coseley 132/11kV | Primary Substation | 11 | Best View | Headroom (MW) | 27.6101 | 27.6161 | 27.3417 | 26.7888 | 26.2088 | 25.6233 | 25.046 | 24.5604 | 23.9921 | 23.4501 | 22.9512 | 22.5036 | 22.1295 | 21.8043 | 20.0927 | 16.1137 | 10.3456
Penn 132kV | Coseley 132/11kV | Primary Substation | 11 | Consumer Transformation | Headroom (MW) | 27.6101 | 27.5603 | 27.2105 | 26.4084 | 25.5672 | 24.745 | 23.9714 | 23.2457 | 22.4983 | 21.8158 | 21.1559 | 20.3849 | 19.7765 | 19.1541 | 14.9045 | 8.8245 | 1.2747
Penn 132kV | Coseley 132/11kV | Primary Substation | 11 | Falling Short | Headroom (MW) | 27.6101 | 27.769 | 27.5881 | 27.456 | 27.2965 | 27.133 | 26.9626 | 26.8296 | 26.6618 | 26.5186 | 26.3893 | 26.2913 | 26.221 | 26.1836 | 26.4521 | 26.6706 | 25.6899
Penn 132kV | Coseley 132/11kV | Primary Substation | 11 | Leading the Way | Headroom (MW) | 27.6101 | 27.5496 | 27.1846 | 26.3144 | 25.4246 | 24.5979 | 23.7368 | 22.9498 | 22.1122 | 21.4226 | 20.7677 | 20.1539 | 19.5436 | 18.9279 | 14.0801 | 0 | 0
Penn 132kV | Coseley 132/11kV | Primary Substation | 11 | System Transformation | Headroom (MW) | 27.6101 | 27.6698 | 27.4831 | 27.1639 | 26.7719 | 26.3407 | 25.9197 | 25.5565 | 25.1677 | 24.8146 | 24.4979 | 24.2479 | 24.0553 | 23.9372 | 22.6742 | 19.6854 | 15.7571
Cellarhead 132kV | COTES HEATH 33 11kV S STN | Primary Substation | 11 | Best View | Headroom (MW) | 10.1702 | 10.1811 | 10.1598 | 10.1289 | 10.0941 | 10.0554 | 10.0115 | 9.951 | 9.8649 | 9.7376 | 9.5773 | 9.4084 | 9.1944 | 9.0377 | 6.3302 | 5.8151 | 10.0996
Cellarhead 132kV | COTES HEATH 33 11kV S STN | Primary Substation | 11 | Consumer Transformation | Headroom (MW) | 10.1702 | 10.1755 | 10.1463 | 10.0898 | 9.9403 | 9.7647 | 9.574 | 9.3892 | 9.1133 | 8.7596 | 8.3659 | 7.9824 | 7.5279 | 7.1985 | 3.8749 | 2.5679 | 0.31904
Cellarhead 132kV | COTES HEATH 33 11kV S STN | Primary Substation | 11 | Falling Short | Headroom (MW) | 10.1702 | 10.185 | 10.1727 | 10.1602 | 10.1432 | 10.1213 | 10.0931 | 10.048 | 9.9723 | 9.8542 | 9.7013 | 9.5376 | 9.328 | 9.1747 | 6.5277 | 6.1791 | 10.6318
Cellarhead 132kV | COTES HEATH 33 11kV S STN | Primary Substation | 11 | Leading the Way | Headroom (MW) | 10.1702 | 10.1751 | 10.1453 | 10.0861 | 9.9247 | 9.7491 | 9.574 | 9.4552 | 9.2637 | 9.0689 | 8.7709 | 8.4143 | 7.9552 | 7.5371 | 3.8802 | 2.5467 | 1.5018
Cellarhead 132kV | COTES HEATH 33 11kV S STN | Primary Substation | 11 | System Transformation | Headroom (MW) | 10.1702 | 10.1811 | 10.1622 | 10.1364 | 10.0554 | 9.9577 | 9.8462 | 9.7219 | 9.514 | 9.2361 | 8.9238 | 8.6239 | 8.2594 | 7.9936 | 4.9636 | 4.0546 | 7.7585
Iron Acton 132kV | COWHORN 33 11kV S STN | Primary Substation | 11 | Best View | Headroom (MW) | 17.5235 | 17.4867 | 17.3819 | 17.2612 | 17.1113 | 16.915 | 16.7293 | 16.5466 | 16.3331 | 16.1894 | 16.0383 | 15.8874 | 15.5829 | 15.4368 | 14.4613 | 12.1448 | 8.9351
Iron Acton 132kV | COWHORN 33 11kV S STN | Primary Substation | 11 | Consumer Transformation | Headroom (MW) | 17.5235 | 17.3884 | 17.2009 | 16.6879 | 16.1545 | 15.5714 | 14.9881 | 14.3193 | 13.5315 | 12.756 | 11.9514 | 11.0622 | 10.1068 | 9.4038 | 5.7371 | 0 | 0
Iron Acton 132kV | COWHORN 33 11kV S STN | Primary Substation | 11 | Falling Short | Headroom (MW) | 17.5235 | 17.5024 | 17.427 | 17.3878 | 17.3244 | 17.2325 | 17.1191 | 16.9712 | 16.7389 | 16.4715 | 16.1472 | 15.8268 | 15.4224 | 15.2252 | 15.7332 | 15.5556 | 14.4261
Iron Acton 132kV | COWHORN 33 11kV S STN | Primary Substation | 11 | Leading the Way | Headroom (MW) | 17.5235 | 17.3826 | 17.185 | 16.6256 | 16.0602 | 15.4934 | 14.9158 | 14.3701 | 13.6966 | 13.1624 | 12.468 | 11.6909 | 10.7443 | 9.9114 | 3.956 | 0 | 0
Iron Acton 132kV | COWHORN 33 11kV S STN | Primary Substation | 11 | System Transformation | Headroom (MW) | 17.5235 | 17.436 | 17.3454 | 17.1773 | 16.9664 | 16.674 | 16.3502 | 15.9436 | 15.4097 | 14.8776 | 14.3257 | 13.8077 | 13.1594 | 12.8323 | 11.5597 | 8.2964 | 4.5627
Bishops Wood 132kV | CRAVEN ARMS 33 11kV S STN | Primary Substation | 11 | Best View | Headroom (MW) | 8.8499 | 8.7358 | 8.6337 | 8.1662 | 8.1195 | 8.0629 | 8.0066 | 7.9518 | 7.8975 | 7.8374 | 7.7803 | 7.7315 | 7.6902 | 7.6569 | 7.4843 | 7.0134 | 6.4299
Bishops Wood 132kV | CRAVEN ARMS 33 11kV S STN | Primary Substation | 11 | Consumer Transformation | Headroom (MW) | 8.8499 | 8.6671 | 8.1987 | 8.119 | 7.7783 | 7.4187 | 7.0671 | 6.8587 | 6.6673 | 6.4802 | 6.3255 | 6.1942 | 6.0802 | 5.9633 | 5.3589 | 0 | 0
Bishops Wood 132kV | CRAVEN ARMS 33 11kV S STN | Primary Substation | 11 | Falling Short | Headroom (MW) | 8.8499 | 8.7526 | 8.6744 | 8.2604 | 8.2602 | 8.2579 | 8.2509 | 8.2425 | 8.2312 | 8.2172 | 8.2049 | 8.195 | 8.1877 | 8.1822 | 8.2012 | 8.1849 | 8.0663
Bishops Wood 132kV | CRAVEN ARMS 33 11kV S STN | Primary Substation | 11 | Leading the Way | Headroom (MW) | 8.8499 | 8.6647 | 8.1957 | 8.1101 | 7.7424 | 7.3453 | 6.9329 | 6.6891 | 6.4661 | 6.275 | 6.1111 | 5.9799 | 5.8548 | 5.7275 | 5.4718 | 0 | 0
Bishops Wood 132kV | CRAVEN ARMS 33 11kV S STN | Primary Substation | 11 | System Transformation | Headroom (MW) | 8.8499 | 8.6786 | 8.2312 | 8.2123 | 8.0751 | 7.8974 | 7.7299 | 7.6359 | 7.5507 | 7.4645 | 7.398 | 7.3569 | 7.3198 | 7.289 | 7.0724 | 7.1687 | 6.7122
Ironbridge & Shrewsbury 132kV | DONNINGTON 33 11kV S STN | Primary Substation | 11 | Best View | Headroom (MW) | 17.267 | 17.2871 | 17.2696 | 17.2494 | 17.2127 | 17.1712 | 17.1247 | 17.0799 | 16.9985 | 16.897 | 16.7731 | 16.646 | 16.4919 | 16.3956 | 16.1689 | 14.7545 | 12.6023
Ironbridge & Shrewsbury 132kV | DONNINGTON 33 11kV S STN | Primary Substation | 11 | Consumer Transformation | Headroom (MW) | 17.267 | 17.2661 | 17.222 | 17.1392 | 17.0411 | 16.931 | 16.8155 | 16.6857 | 16.5102 | 16.3017 | 15.6698 | 14.9485 | 14.1673 | 13.633 | 11.3811 | 6.7744 | 3.3443
Ironbridge & Shrewsbury 132kV | DONNINGTON 33 11kV S STN | Primary Substation | 11 | Falling Short | Headroom (MW) | 17.267 | 17.2871 | 17.2721 | 17.2708 | 17.2509 | 17.2269 | 17.1984 | 17.1663 | 17.1052 | 17.0146 | 16.9011 | 16.7819 | 16.6298 | 16.5353 | 16.4572 | 16.3432 | 15.751
Ironbridge & Shrewsbury 132kV | DONNINGTON 33 11kV S STN | Primary Substation | 11 | Leading the Way | Headroom (MW) | 17.267 | 17.265 | 17.219 | 17.1277 | 17.0258 | 16.9267 | 16.8237 | 16.7378 | 16.6011 | 16.4683 | 16.2847 | 15.6638 | 14.866 | 14.2013 | 7.9643 | 4.6026 | 1.3133
Ironbridge & Shrewsbury 132kV | DONNINGTON 33 11kV S STN | Primary Substation | 11 | System Transformation | Headroom (MW) | 17.267 | 17.2791 | 17.2537 | 17.2294 | 17.1829 | 17.1247 | 17.0578 | 16.979 | 16.8525 | 16.6927 | 16.5151 | 16.3453 | 15.8917 | 15.5618 | 14.5679 | 11.4649 | 9.3393
Ironbridge & Shrewsbury 132kV | DOTHILL 33 11kV S STN | Primary Substation | 11 | Best View | Headroom (MW) | 2.4628 | 2.3449 | 2.2925 | 2.2012 | 2.0803 | 1.9319 | 1.7544 | 1.5177 | 1.1676 | 0.64586 | 0 | 0 | 0 | 0 | 0 | 0 | 0
Ironbridge & Shrewsbury 132kV | DOTHILL 33 11kV S STN | Primary Substation | 11 | Consumer Transformation | Headroom (MW) | 2.4628 | 2.2963 | 2.1797 | 1.9405 | 1.617 | 1.2119 | 0.74462 | 0.12411 | 0 | 0 | 0 | 0 | 0 | 0 | 0 | 0 | 0
Ironbridge & Shrewsbury 132kV | DOTHILL 33 11kV S STN | Primary Substation | 11 | Falling Short | Headroom (MW) | 2.4628 | 2.5054 | 2.3177 | 2.3068 | 2.2629 | 2.1952 | 2.0972 | 1.9321 | 1.644 | 1.1631 | 0.5148 | 0 | 0 | 0 | 0 | 0 | 0
Ironbridge & Shrewsbury 132kV | DOTHILL 33 11kV S STN | Primary Substation | 11 | Leading the Way | Headroom (MW) | 2.4628 | 2.295 | 2.1743 | 1.9108 | 1.5683 | 1.2016 | 0.83585 | 0.51734 | 0 | 0 | 0 | 0 | 0 | 0 | 0 | 0 | 0
Ironbridge & Shrewsbury 132kV | DOTHILL 33 11kV S STN | Primary Substation | 11 | System Transformation | Headroom (MW) | 2.4628 | 2.3355 | 2.2745 | 2.1833 | 2.034 | 1.8195 | 1.5423 | 1.0954 | 0.40238 | 0 | 0 | 0 | 0 | 0 | 0 | 0 | 0
Feckenham 66kV | Drayton Farm North 66/11kV | Primary Substation | 11 | Best View | Headroom (MW) | 14.9161 | 14.9195 | 14.9173 | 14.915 | 14.9128 | 14.9106 | 14.9084 | 14.9063 | 14.9041 | 14.902 | 14.8999 | 14.8978 | 14.8957 | 14.8937 | 14.8836 | 10.5357 | 10.5264
Feckenham 66kV | Drayton Farm North 66/11kV | Primary Substation | 11 | Consumer Transformation | Headroom (MW) | 14.9161 | 14.9195 | 14.9173 | 14.915 | 14.9128 | 14.9106 | 14.9084 | 14.9063 | 14.9041 | 14.902 | 14.8999 | 14.8978 | 14.8957 | 14.8937 | 14.8836 | 10.5357 | 10.5264
Feckenham 66kV | Drayton Farm North 66/11kV | Primary Substation | 11 | Falling Short | Headroom (MW) | 14.9161 | 14.9195 | 14.9173 | 14.915 | 14.9128 | 14.9106 | 14.9084 | 14.9063 | 14.9041 | 14.902 | 14.8999 | 14.8978 | 14.8957 | 14.8937 | 14.8836 | 14.874 | 14.8648
Feckenham 66kV | Drayton Farm North 66/11kV | Primary Substation | 11 | Leading the Way | Headroom (MW) | 14.9161 | 14.9195 | 14.9173 | 14.915 | 14.9128 | 14.9106 | 14.9084 | 14.9063 | 14.9041 | 14.902 | 14.8999 | 14.8978 | 14.8957 | 14.8937 | 5.2339 | 5.2243 | 5.215
Feckenham 66kV | Drayton Farm North 66/11kV | Primary Substation | 11 | System Transformation | Headroom (MW) | 14.9161 | 14.9195 | 14.9173 | 14.915 | 14.9128 | 14.9106 | 14.9084 | 14.9063 | 14.9041 | 14.902 | 14.8999 | 14.8978 | 14.8957 | 14.8937 | 14.8836 | 10.5699 | 10.5606
Bishops Wood 132kV | DROITWICH 66 11kV S STN | Primary Substation | 11 | Best View | Headroom (MW) | 30.826 | 30.8117 | 30.7979 | 29.4382 | 29.3826 | 29.3025 | 29.247 | 29.2222 | 29.0815 | 28.9123 | 28.7081 | 28.4996 | 28.2417 | 28.0704 | 27.7332 | 26.7001 | 25.4474
Bishops Wood 132kV | DROITWICH 66 11kV S STN | Primary Substation | 11 | Consumer Transformation | Headroom (MW) | 30.826 | 30.7998 | 30.7682 | 29.306 | 29.1503 | 28.9558 | 28.7782 | 28.6126 | 28.2533 | 27.8391 | 27.3797 | 26.8954 | 26.3407 | 25.9098 | 22.873 | 15.5038 | 9.7589
Bishops Wood 132kV | DROITWICH 66 11kV S STN | Primary Substation | 11 | Falling Short | Headroom (MW) | 30.826 | 30.8165 | 30.8136 | 29.5128 | 29.5027 | 29.4757 | 29.4589 | 29.4458 | 29.3548 | 29.227 | 29.0617 | 28.8899 | 28.6633 | 28.5203 | 28.392 | 27.9821 | 27.3592
Bishops Wood 132kV | DROITWICH 66 11kV S STN | Primary Substation | 11 | Leading the Way | Headroom (MW) | 30.826 | 30.7982 | 30.4088 | 28.8184 | 28.6506 | 28.4703 | 28.3099 | 28.2166 | 25.5922 | 25.3423 | 24.9724 | 24.5439 | 24 | 23.3504 | 19.3698 | 11.5011 | 6.9748
Bishops Wood 132kV | DROITWICH 66 11kV S STN | Primary Substation | 11 | System Transformation | Headroom (MW) | 30.826 | 30.8117 | 30.8012 | 29.4541 | 29.3966 | 29.2955 | 29.2056 | 29.1245 | 28.8536 | 28.5257 | 28.1554 | 27.7969 | 27.35 | 27.0536 | 26.1859 | 23.1616 | 16.785
Iron Acton 132kV | DUDBRIDGE 33 11kV S STN | Primary Substation | 11 | Best View | Headroom (MW) | 16.7999 | 16.7661 | 16.7227 | 16.6301 | 16.5317 | 16.4292 | 16.3245 | 16.2248 | 16.1256 | 16.0515 | 16.0256 | 15.9706 | 15.9378 | 15.9139 | 15.7828 | 15.0799 | 13.7815
Iron Acton 132kV | DUDBRIDGE 33 11kV S STN | Primary Substation | 11 | Consumer Transformation | Headroom (MW) | 16.7999 | 16.7216 | 16.621 | 16.3885 | 16.1551 | 15.9234 | 15.708 | 15.5021 | 15.3053 | 15.1292 | 14.8922 | 14.7039 | 14.5225 | 14.3301 | 9.9521 | 0 | 0
Iron Acton 132kV | DUDBRIDGE 33 11kV S STN | Primary Substation | 11 | Falling Short | Headroom (MW) | 16.7999 | 16.8143 | 16.7407 | 16.711 | 16.6696 | 16.6261 | 16.5797 | 16.5383 | 16.4918 | 16.4528 | 16.4188 | 16.3933 | 16.3769 | 16.3685 | 16.4803 | 16.4853 | 16.2226
Iron Acton 132kV | DUDBRIDGE 33 11kV S STN | Primary Substation | 11 | Leading the Way | Headroom (MW) | 16.7999 | 16.7183 | 16.6136 | 16.3605 | 16.1126 | 15.8856 | 15.6724 | 15.4552 | 15.239 | 15.0931 | 14.8099 | 14.6333 | 14.4514 | 14.2537 | 6.4726 | 0 | 0
Iron Acton 132kV | DUDBRIDGE 33 11kV S STN | Primary Substation | 11 | System Transformation | Headroom (MW) | 16.7999 | 16.7517 | 16.6968 | 16.6077 | 16.5014 | 16.3816 | 16.2654 | 16.1545 | 16.0509 | 15.9523 | 15.8847 | 15.8245 | 15.7598 | 15.7115 | 15.2909 | 14.4432 | 3.7991
Penn 132kV | Dudley 132/11kVDUMMY | Primary Substation | 11 | Best View | Headroom (MW) | 31.9011 | 32.3283 | 32.1018 | 31.6789 | 31.1638 | 30.757 | 29.1235 | 28.704 | 28.1416 | 28.1639 | 28.0521 | 28.1157 | 28.3852 | 28.6273 | 30.4999 | 32.8194 | 24.8748
Penn 132kV | Dudley 132/11kVDUMMY | Primary Substation | 11 | Consumer Transformation | Headroom (MW) | 31.9011 | 32.0693 | 31.5332 | 28.9289 | 27.1647 | 25.1476 | 23.2298 | 21.3251 | 19.4007 | 18.1986 | 16.8095 | 15.1497 | 13.9139 | 12.6259 | 1.6562 | 0 | 0
Penn 132kV | Dudley 132/11kVDUMMY | Primary Substation | 11 | Falling Short | Headroom (MW) | 31.9011 | 32.2816 | 32.115 | 31.9185 | 31.664 | 31.3938 | 31.0807 | 30.8087 | 30.6302 | 29.3278 | 29.221 | 29.0877 | 28.9794 | 28.9329 | 29.655 | 31.184 | 37.9358
Penn 132kV | Dudley 132/11kVDUMMY | Primary Substation | 11 | Leading the Way | Headroom (MW) | 31.9011 | 32.0637 | 31.5042 | 28.7809 | 26.8142 | 24.7952 | 22.8228 | 20.7057 | 18.5478 | 17.1488 | 15.6222 | 14.1994 | 12.8055 | 11.0541 | 0 | 0 | 0
Penn 132kV | Dudley 132/11kVDUMMY | Primary Substation | 11 | System Transformation | Headroom (MW) | 31.9011 | 32.2469 | 31.9505 | 31.4527 | 30.818 | 28.8728 | 28.0269 | 27.0767 | 26.0882 | 25.646 | 25.0372 | 24.5927 | 24.3025 | 23.9832 | 21.8405 | 22.8553 | 13.0143
Iron Acton 132kV | DURSLEY 33 11kV S STN | Primary Substation | 11 | Best View | Headroom (MW) | 18.397 | 18.4987 | 18.4689 | 18.4306 | 18.326 | 18.2077 | 18.0827 | 17.9448 | 17.993 | 17.8512 | 17.6899 | 17.4543 | 17.129 | 17.0097 | 16.7864 | 15.0683 | 12.993
Iron Acton 132kV | DURSLEY 33 11kV S STN | Primary Substation | 11 | Consumer Transformation | Headroom (MW) | 18.397 | 18.4322 | 18.3176 | 18.0715 | 17.7668 | 17.4528 | 17.1404 | 16.7921 | 16.6508 | 16.0351 | 15.5588 | 14.9588 | 14.2777 | 13.8685 | 10.0385 | 0 | 0
Iron Acton 132kV | DURSLEY 33 11kV S STN | Primary Substation | 11 | Falling Short | Headroom (MW) | 18.397 | 18.4704 | 18.4503 | 18.4715 | 18.4266 | 18.3727 | 18.3106 | 18.2302 | 18.2722 | 18.1305 | 17.9502 | 17.7444 | 17.4516 | 17.366 | 17.4248 | 17.1457 | 16.3252
Iron Acton 132kV | DURSLEY 33 11kV S STN | Primary Substation | 11 | Leading the Way | Headroom (MW) | 18.397 | 18.439 | 18.3252 | 18.0685 | 17.7474 | 17.4506 | 17.1531 | 16.8902 | 16.8093 | 16.3506 | 16.0506 | 15.532 | 14.8354 | 14.2906 | 6.5288 | 0 | 0
Iron Acton 132kV | DURSLEY 33 11kV S STN | Primary Substation | 11 | System Transformation | Headroom (MW) | 18.397 | 18.4742 | 18.4194 | 18.3662 | 18.2322 | 18.0662 | 17.8835 | 17.6569 | 17.5756 | 17.2584 | 16.9289 | 16.6457 | 15.9876 | 15.7767 | 14.8906 | 12.7192 | 3.8321
Bishops Wood 132kV | DYMOCK 66 11kV S STN | Primary Substation | 11 | Best View | Headroom (MW) | 8.3941 | 8.3897 | 8.3453 | 8.2669 | 8.1875 | 8.1067 | 8.028 | 7.9522 | 7.8772 | 7.8134 | 7.754 | 7.6971 | 7.6491 | 7.6087 | 7.3107 | 6.8327 | 6.1832
Bishops Wood 132kV | DYMOCK 66 11kV S STN | Primary Substation | 11 | Consumer Transformation | Headroom (MW) | 8.3941 | 8.3859 | 8.3364 | 8.2364 | 7.9719 | 7.692 | 7.4204 | 7.2326 | 7.0637 | 6.9064 | 6.7715 | 6.6421 | 6.5227 | 6.4074 | 0 | 0 | 0
Bishops Wood 132kV | DYMOCK 66 11kV S STN | Primary Substation | 11 | Falling Short | Headroom (MW) | 8.3941 | 8.4085 | 8.3953 | 8.383 | 8.3643 | 8.345 | 8.3247 | 8.3062 | 8.2874 | 8.2701 | 8.2548 | 8.2421 | 8.2356 | 8.2329 | 8.2681 | 8.2789 | 8.166
Bishops Wood 132kV | DYMOCK 66 11kV S STN | Primary Substation | 11 | Leading the Way | Headroom (MW) | 8.3941 | 8.3851 | 8.3338 | 8.2256 | 7.961 | 7.654 | 7.3566 | 7.1651 | 6.9713 | 6.8092 | 6.6698 | 6.5518 | 6.4335 | 6.3085 | 0 | 0 | 0
Bishops Wood 132kV | DYMOCK 66 11kV S STN | Primary Substation | 11 | System Transformation | Headroom (MW) | 8.3941 | 8.3995 | 8.3687 | 8.3289 | 8.2507 | 8.1608 | 8.0771 | 8.0127 | 7.9528 | 7.8998 | 7.8579 | 7.8271 | 7.8026 | 7.7837 | 7.592 | 4.3882 | 0
Port Ham 132kV | Eastern Avenue 132/11kVDUMMY | Primary Substation | 11 | Best View | Headroom (MW) | 31.5902 | 31.5539 | 31.5016 | 31.4677 | 31.3526 | 31.2383 | 31.1258 | 31.047 | 30.9648 | 30.8996 | 30.8236 | 30.7574 | 30.7029 | 30.6584 | 29.3878 | 28.7946 | 27.6491
Port Ham 132kV | Eastern Avenue 132/11kVDUMMY | Primary Substation | 11 | Consumer Transformation | Headroom (MW) | 31.5902 | 31.5565 | 31.5099 | 31.4826 | 31.3718 | 31.2651 | 31.1651 | 31.0934 | 31.0262 | 30.9801 | 30.9196 | 30.8488 | 30.7958 | 30.7423 | 29.3963 | 28.7965 | 27.7134
Port Ham 132kV | Eastern Avenue 132/11kVDUMMY | Primary Substation | 11 | Falling Short | Headroom (MW) | 31.5902 | 31.6136 | 31.5643 | 31.6237 | 31.6038 | 31.5842 | 31.5609 | 31.5552 | 31.5471 | 31.5468 | 31.5403 | 31.538 | 31.5407 | 31.5434 | 31.585 | 31.6285 | 31.4901
Port Ham 132kV | Eastern Avenue 132/11kVDUMMY | Primary Substation | 11 | Leading the Way | Headroom (MW) | 31.5902 | 31.5546 | 31.5055 | 31.4806 | 31.3681 | 31.2618 | 31.1588 | 31.0929 | 31.0196 | 30.9611 | 30.8889 | 30.824 | 30.7649 | 30.7063 | 29.3107 | 28.4887 | 27.1715
Port Ham 132kV | Eastern Avenue 132/11kVDUMMY | Primary Substation | 11 | System Transformation | Headroom (MW) | 31.5902 | 31.5711 | 31.5454 | 31.5843 | 31.5318 | 31.4735 | 31.4148 | 31.3864 | 31.3566 | 31.3417 | 31.3109 | 31.2881 | 31.2741 | 31.2689 | 31.11 | 30.8017 | 29.4729
Ironbridge & Shrewsbury 132kV | EASTHOPE 33 11kV S STN | Primary Substation | 11 | Best View | Headroom (MW) | 8.2555 | 8.2271 | 8.2044 | 8.1617 | 8.1173 | 8.0741 | 8.0319 | 7.9919 | 7.9523 | 7.9134 | 7.8771 | 7.8429 | 7.8129 | 7.7867 | 7.6714 | 7.3987 | 7.0834
Ironbridge & Shrewsbury 132kV | EASTHOPE 33 11kV S STN | Primary Substation | 11 | Consumer Transformation | Headroom (MW) | 8.2555 | 8.2275 | 8.2019 | 8.1425 | 8.0826 | 8.0164 | 7.9507 | 7.8901 | 7.8244 | 7.7567 | 7.689 | 7.6152 | 7.5478 | 7.4808 | 7.1154 | 6.3758 | 0
Ironbridge & Shrewsbury 132kV | EASTHOPE 33 11kV S STN | Primary Substation | 11 | Falling Short | Headroom (MW) | 8.2555 | 8.2391 | 8.232 | 8.2245 | 8.2114 | 8.1981 | 8.1831 | 8.1682 | 8.152 | 8.1377 | 8.125 | 8.1137 | 8.1046 | 8.0986 | 8.1077 | 8.0803 | 8.0095
Ironbridge & Shrewsbury 132kV | EASTHOPE 33 11kV S STN | Primary Substation | 11 | Leading the Way | Headroom (MW) | 8.2555 | 8.227 | 8.2006 | 8.1383 | 8.0714 | 8.0098 | 7.9401 | 7.8729 | 7.7983 | 7.7367 | 7.6768 | 7.6181 | 7.56 | 7.4934 | 7.055 | 0 | 0
Ironbridge & Shrewsbury 132kV | EASTHOPE 33 11kV S STN | Primary Substation | 11 | System Transformation | Headroom (MW) | 8.2555 | 8.2339 | 8.2195 | 8.1967 | 8.1669 | 8.1351 | 8.1046 | 8.0747 | 8.0455 | 8.0157 | 7.9883 | 7.9631 | 7.9406 | 7.9207 | 7.778 | 7.548 | 7.3085
Cellarhead 132kV | ECCLESHALL PRIMARY 33 11kV S STN | Primary Substation | 11 | Best View | Headroom (MW) | 7.9516 | 7.9534 | 7.9277 | 7.8818 | 7.8312 | 7.7786 | 7.7285 | 7.7154 | 7.673 | 7.6563 | 7.6446 | 7.6148 | 7.5924 | 7.5748 | 7.3321 | 7.0031 | 6.5783
Cellarhead 132kV | ECCLESHALL PRIMARY 33 11kV S STN | Primary Substation | 11 | Consumer Transformation | Headroom (MW) | 7.9516 | 7.9436 | 7.9048 | 7.8157 | 7.7251 | 7.6295 | 7.5383 | 7.484 | 7.3956 | 7.3334 | 7.2794 | 7.1836 | 7.0984 | 7.013 | 6.3227 | 5.5646 | 0.31984
Cellarhead 132kV | ECCLESHALL PRIMARY 33 11kV S STN | Primary Substation | 11 | Falling Short | Headroom (MW) | 7.9516 | 7.9614 | 7.9506 | 7.9395 | 7.921 | 7.9022 | 7.8828 | 7.885 | 7.8686 | 7.8686 | 7.8732 | 7.8709 | 7.8726 | 7.877 | 7.9129 | 7.8915 | 7.7779
Cellarhead 132kV | ECCLESHALL PRIMARY 33 11kV S STN | Primary Substation | 11 | Leading the Way | Headroom (MW) | 7.9516 | 7.9426 | 7.9023 | 7.8055 | 7.7088 | 7.6169 | 7.518 | 7.4578 | 7.3595 | 7.2964 | 7.2352 | 7.1526 | 7.0714 | 6.9834 | 6.2046 | 5.4171 | 1.5056
Cellarhead 132kV | ECCLESHALL PRIMARY 33 11kV S STN | Primary Substation | 11 | System Transformation | Headroom (MW) | 7.9516 | 7.9542 | 7.9331 | 7.8986 | 7.8561 | 7.8087 | 7.763 | 7.7532 | 7.7131 | 7.7007 | 7.6996 | 7.668 | 7.6421 | 7.6224 | 7.3605 | 7.0278 | 6.6375
Lea Marston 132kV | Elmdon 132/11kVDUMMY | Primary Substation | 11 | Best View | Headroom (MW) | 30.751 | 30.7727 | 30.759 | 30.7418 | 30.7263 | 30.7111 | 30.6964 | 30.6838 | 29.3194 | 29.3094 | 29.2691 | 29.2018 | 29.0972 | 29.0114 | 28.7968 | 30.6523 | 29.3339
Lea Marston 132kV | Elmdon 132/11kVDUMMY | Primary Substation | 11 | Consumer Transformation | Headroom (MW) | 30.751 | 30.7695 | 30.7516 | 30.7272 | 30.7069 | 30.6921 | 29.3058 | 29.2921 | 29.239 | 29.1392 | 28.9991 | 28.835 | 28.6521 | 28.5053 | 28.0877 | 29.1299 | 28.5638
Lea Marston 132kV | Elmdon 132/11kVDUMMY | Primary Substation | 11 | Falling Short | Headroom (MW) | 30.751 | 30.7726 | 30.759 | 30.7453 | 30.7326 | 30.7217 | 30.7105 | 30.6992 | 30.6847 | 30.6708 | 29.3301 | 29.3254 | 29.3019 | 29.2756 | 29.2324 | 29.1482 | 31.2739
Lea Marston 132kV | Elmdon 132/11kVDUMMY | Primary Substation | 11 | Leading the Way | Headroom (MW) | 30.751 | 30.7694 | 30.7514 | 30.7259 | 30.7058 | 30.6923 | 29.3063 | 29.2959 | 29.1839 | 29.0946 | 28.9604 | 28.7929 | 28.6112 | 28.4481 | 27.8684 | 28.9432 | 28.536
Lea Marston 132kV | Elmdon 132/11kVDUMMY | Primary Substation | 11 | System Transformation | Headroom (MW) | 30.751 | 30.7717 | 30.7568 | 30.7399 | 30.7227 | 30.7062 | 30.6911 | 30.6801 | 29.3124 | 29.2835 | 29.2211 | 29.1381 | 29.0261 | 28.9395 | 28.7703 | 30.6998 | 29.4005
Port Ham 132kV | ELTON 33 11kV S STN | Primary Substation | 11 | Best View | Headroom (MW) | 5.3689 | 5.3286 | 5.2991 | 5.1734 | 5.046 | 4.8571 | 4.6067 | 4.2234 | 3.5346 | 2.6072 | 1.5272 | 0.46269 | 0 | 0 | 0 | 0 | 0
Port Ham 132kV | ELTON 33 11kV S STN | Primary Substation | 11 | Consumer Transformation | Headroom (MW) | 5.3689 | 5.3312 | 5.3072 | 5.1884 | 5.066 | 4.885 | 4.6505 | 4.2751 | 3.6024 | 2.6962 | 1.6382 | 0.57682 | 0 | 0 | 0 | 0 | 0
Port Ham 132kV | ELTON 33 11kV S STN | Primary Substation | 11 | Falling Short | Headroom (MW) | 5.3689 | 5.3558 | 5.3602 | 5.3458 | 5.323 | 5.286 | 5.2253 | 5.1056 | 4.8807 | 4.5145 | 4.0276 | 3.5048 | 2.8182 | 2.3399 | 1.7277 | 0.66464 | 0
Port Ham 132kV | ELTON 33 11kV S STN | Primary Substation | 11 | Leading the Way | Headroom (MW) | 5.3689 | 5.329 | 5.3021 | 5.1746 | 5.047 | 4.9099 | 4.7621 | 4.6141 | 4.2168 | 3.7915 | 3.0325 | 1.4724 | 0.18983 | 0 | 0 | 0 | 0
Port Ham 132kV | ELTON 33 11kV S STN | Primary Substation | 11 | System Transformation | Headroom (MW) | 5.3689 | 5.3481 | 5.3485 | 5.3032 | 5.2455 | 5.1471 | 4.9935 | 4.7033 | 4.1154 | 3.2987 | 2.3355 | 1.3925 | 0.23291 | 0 | 0 | 0 | 0
Cellarhead 132kV | ENDON 33 11kV S STN | Primary Substation | 11 | Best View | Headroom (MW) | 18.7219 | 18.7012 | 18.6585 | 18.5763 | 18.4961 | 18.4138 | 18.3275 | 18.2327 | 18.1273 | 17.8763 | 17.5912 | 17.2461 | 16.8384 | 16.5265 | 15.7009 | 14.0904 | 12.176
Cellarhead 132kV | ENDON 33 11kV S STN | Primary Substation | 11 | Consumer Transformation | Headroom (MW) | 18.7219 | 18.7041 | 18.6669 | 18.5817 | 18.4852 | 18.3741 | 18.2539 | 18.1112 | 17.7369 | 17.2028 | 16.5938 | 15.9622 | 15.2563 | 14.7349 | 12.8241 | 10.1737 | 7.1625
Cellarhead 132kV | ENDON 33 11kV S STN | Primary Substation | 11 | Falling Short | Headroom (MW) | 18.7219 | 18.724 | 18.7137 | 18.7038 | 18.6905 | 18.6745 | 18.6551 | 18.626 | 18.5756 | 18.5004 | 18.4052 | 18.3066 | 18.1819 | 18.0993 | 18.0497 | 17.687 | 17.0558
Cellarhead 132kV | ENDON 33 11kV S STN | Primary Substation | 11 | Leading the Way | Headroom (MW) | 18.7219 | 18.7027 | 18.6637 | 18.5701 | 18.4714 | 18.3642 | 18.2556 | 18.1586 | 18.0508 | 17.6592 | 17.1942 | 16.6255 | 15.9016 | 15.2352 | 12.7198 | 9.7814 | 7.4617
Cellarhead 132kV | ENDON 33 11kV S STN | Primary Substation | 11 | System Transformation | Headroom (MW) | 18.7219 | 18.7165 | 18.6965 | 18.6646 | 18.6272 | 18.5779 | 18.5188 | 18.4335 | 18.2952 | 18.1249 | 17.7726 | 17.3556 | 16.8392 | 16.4781 | 15.5751 | 14.0063 | 11.8681
Feckenham 66kV | EPWELL 66 11kV S STN | Primary Substation | 11 | Best View | Headroom (MW) | 6.3614 | 6.3716 | 6.3419 | 6.2947 | 6.2247 | 6.1579 | 6.0613 | 5.8999 | 5.5646 | 1.8204 | 0 | 0 | 0 | 0 | 0 | 0 | 0
Feckenham 66kV | EPWELL 66 11kV S STN | Primary Substation | 11 | Consumer Transformation | Headroom (MW) | 6.3614 | 6.352 | 6.2952 | 6.1924 | 6.0719 | 5.9261 | 5.7457 | 5.4501 | 4.9701 | 4.3585 | 3.6281 | 2.8858 | 2.015 | 0 | 0 | 0 | 0
Feckenham 66kV | EPWELL 66 11kV S STN | Primary Substation | 11 | Falling Short | Headroom (MW) | 6.3614 | 6.3784 | 6.3615 | 6.3682 | 6.3504 | 6.3369 | 6.3073 | 6.2232 | 6.0666 | 5.828 | 5.5015 | 5.154 | 4.6966 | 4.3854 | 4.0355 | 3.3805 | 2.6067
Feckenham 66kV | EPWELL 66 11kV S STN | Primary Substation | 11 | Leading the Way | Headroom (MW) | 6.3614 | 6.351 | 6.2929 | 6.1848 | 6.0613 | 5.9565 | 5.8362 | 4.5733 | 0.28379 | 0 | 0 | 0 | 0 | 0 | 0 | 0 | 0
Feckenham 66kV | EPWELL 66 11kV S STN | Primary Substation | 11 | System Transformation | Headroom (MW) | 6.3614 | 6.37 | 6.3385 | 6.3148 | 6.2637 | 6.1956 | 6.0978 | 5.8864 | 5.4939 | 4.9789 | 4.3518 | 3.74 | 2.9943 | 2.4975 | 0 | 0 | 0
Nechells 132kV | ERDINGTON 11kV S STN | Primary Substation | 11 | Best View | Headroom (MW) | 3.1781 | 3.6956 | 3.9733 | 3.5015 | 2.9788 | 2.4349 | 1.8173 | 1.2265 | 0.59875 | 0.046063 | 0 | 0 | 0 | 0 | 3.5906 | 0 | 0
Nechells 132kV | ERDINGTON 11kV S STN | Primary Substation | 11 | Consumer Transformation | Headroom (MW) | 3.1781 | 3.5661 | 3.7459 | 2.9889 | 2.2123 | 1.4226 | 0.68677 | 0 | 0 | 0 | 0 | 0 | 0 | 0 | 0 | 0 | 0
Nechells 132kV | ERDINGTON 11kV S STN | Primary Substation | 11 | Falling Short | Headroom (MW) | 3.1781 | 3.6069 | 3.855 | 3.7497 | 3.609 | 3.462 | 3.3097 | 3.1598 | 2.9645 | 2.7969 | 2.6528 | 2.5348 | 2.431 | 2.3445 | 2.3085 | 2.2212 | 0.96113
Nechells 132kV | ERDINGTON 11kV S STN | Primary Substation | 11 | Leading the Way | Headroom (MW) | 3.1781 | 3.5965 | 3.7495 | 2.9496 | 2.1349 | 1.3551 | 0.52228 | 0 | 0 | 0 | 0 | 0 | 0 | 0 | 0 | 0 | 0
Nechells 132kV | ERDINGTON 11kV S STN | Primary Substation | 11 | System Transformation | Headroom (MW) | 3.1781 | 3.6557 | 3.9763 | 3.6651 | 3.306 | 2.8757 | 2.4705 | 2.0677 | 1.6414 | 1.2458 | 0.89694 | 0.60349 | 0.39419 | 0.25049 | 0 | 0 | 0
Feckenham 66kV | EVESHAM 66 11kV S STN | Primary Substation | 11 | Best View | Headroom (MW) | 28.2118 | 28.1033 | 28.0198 | 27.8605 | 27.6326 | 27.3842 | 27.1411 | 17.5787 | 14.8899 | 11.6152 | 7.4624 | 2.8142 | 0 | 0 | 0 | 0 | 0
Feckenham 66kV | EVESHAM 66 11kV S STN | Primary Substation | 11 | Consumer Transformation | Headroom (MW) | 28.2118 | 28.0682 | 27.9311 | 27.6016 | 27.2315 | 26.7975 | 26.3433 | 25.8561 | 23.9296 | 18.7814 | 13.0984 | 7.3407 | 2.4958 | 0 | 0 | 0 | 0
Feckenham 66kV | EVESHAM 66 11kV S STN | Primary Substation | 11 | Falling Short | Headroom (MW) | 28.2118 | 28.2831 | 28.0839 | 28.0375 | 27.9781 | 27.8934 | 27.7911 | 27.6763 | 27.4698 | 27.1749 | 26.8068 | 26.4202 | 25.935 | 25.5899 | 23.9412 | 19.5488 | 14.7554
Feckenham 66kV | EVESHAM 66 11kV S STN | Primary Substation | 11 | Leading the Way | Headroom (MW) | 28.2118 | 28.0631 | 27.9183 | 27.5607 | 27.1564 | 26.7448 | 26.3435 | 12.4526 | 8.3915 | 5.229 | 0.76918 | 0 | 0 | 0 | 0 | 0 | 0
Feckenham 66kV | EVESHAM 66 11kV S STN | Primary Substation | 11 | System Transformation | Headroom (MW) | 28.2118 | 28.105 | 28.0322 | 27.9071 | 27.7545 | 27.5369 | 27.2878 | 26.9901 | 26.4608 | 25.7819 | 23.071 | 18.6349 | 14.9189 | 11.3465 | 0 | 0 | 0
Feckenham 66kV | Feckenham 66/11kVDUMMY | Primary Substation | 11 | Best View | Headroom (MW) | 11.846 | 11.8405 | 11.8363 | 11.8299 | 11.7514 | 11.6586 | 11.5633 | 11.4696 | 11.355 | 11.1986 | 11 | 10.7928 | 10.531 | 10.3739 | 10.011 | 9.6369 | 9.3238
Feckenham 66kV | Feckenham 66/11kVDUMMY | Primary Substation | 11 | Consumer Transformation | Headroom (MW) | 11.846 | 11.8384 | 11.8314 | 11.8173 | 11.72 | 11.6093 | 11.47 | 11.3722 | 11.2262 | 11.0393 | 10.8347 | 10.6402 | 10.4065 | 10.2526 | 9.8565 | 9.3948 | 8.9406
Feckenham 66kV | Feckenham 66/11kVDUMMY | Primary Substation | 11 | Falling Short | Headroom (MW) | 11.846 | 11.8413 | 11.8386 | 11.836 | 11.8319 | 11.8231 | 11.8076 | 11.7741 | 11.7092 | 11.601 | 11.4474 | 11.2911 | 11.0808 | 10.9513 | 10.7808 | 10.5794 | 10.3759
Feckenham 66kV | Feckenham 66/11kVDUMMY | Primary Substation | 11 | Leading the Way | Headroom (MW) | 11.846 | 11.8384 | 11.8312 | 11.8158 | 11.7124 | 11.5966 | 11.4686 | 11.4149 | 11.3155 | 11.2124 | 11.0575 | 10.8739 | 10.6346 | 10.4332 | 9.8723 | 9.3743 | 9.1727
Feckenham 66kV | Feckenham 66/11kVDUMMY | Primary Substation | 11 | System Transformation | Headroom (MW) | 11.846 | 11.8397 | 11.8351 | 11.8292 | 11.7878 | 11.7296 | 11.6605 | 11.5765 | 11.4337 | 11.2502 | 11.0351 | 10.8282 | 10.5732 | 10.4465 | 10.1797 | 9.8551 | 9.4537
Cellarhead 132kV | FORSBROOK 33kV S STN | Bulk Supply Point | 33 | Best View | Headroom (MW) | 83.5798 | 83.5329 | 83.3819 | 82.8615 | 82.4065 | 81.7655 | 81.1028 | 80.3205 | 79.3842 | 78.1626 | 76.7722 | 75.3036 | 73.4208 | 71.9729 | 68.309 | 61.1833 | 52.9023
Cellarhead 132kV | FORSBROOK 33kV S STN | Bulk Supply Point | 33 | Consumer Transformation | Headroom (MW) | 83.5798 | 83.5444 | 83.4206 | 82.84 | 81.887 | 80.5468 | 79.0903 | 77.5227 | 75.3621 | 72.7135 | 69.8186 | 66.8596 | 63.3436 | 60.7624 | 51.0442 | 38.2236 | 25.5366
Cellarhead 132kV | FORSBROOK 33kV S STN | Bulk Supply Point | 33 | Falling Short | Headroom (MW) | 83.5798 | 83.6976 | 83.7132 | 83.8002 | 83.8808 | 83.8673 | 83.8056 | 83.6231 | 83.2572 | 82.6535 | 81.8427 | 80.9765 | 79.7376 | 78.8558 | 77.8565 | 75.9148 | 72.8083
Cellarhead 132kV | FORSBROOK 33kV S STN | Bulk Supply Point | 33 | Leading the Way | Headroom (MW) | 83.5798 | 83.55 | 83.4113 | 82.7999 | 81.7273 | 80.4556 | 79.0787 | 77.9613 | 76.2975 | 74.666 | 72.3409 | 69.6048 | 66.0698 | 62.924 | 50.5459 | 37.4615 | 27.2479
Cellarhead 132kV | FORSBROOK 33kV S STN | Bulk Supply Point | 33 | System Transformation | Headroom (MW) | 83.5798 | 83.6407 | 83.6749 | 83.5872 | 83.3725 | 82.8629 | 82.2761 | 81.4967 | 80.199 | 78.477 | 76.5368 | 74.6622 | 72.2048 | 70.44 | 65.3779 | 57.779 | 48.896
Bushbury 132kV | FOUR ASHES 33 11kV S STN | Primary Substation | 11 | Best View | Headroom (MW) | 0 | 0 | 0 | 0 | 0 | 0 | 0 | 0 | 0 | 0 | 0 | 0 | 0 | 0 | 0 | 0 | 0
Bushbury 132kV | FOUR ASHES 33 11kV S STN | Primary Substation | 11 | Consumer Transformation | Headroom (MW) | 0 | 0 | 0 | 0 | 0 | 0 | 0 | 0 | 0 | 0 | 0 | 0 | 0 | 0 | 0 | 0 | 0
Bushbury 132kV | FOUR ASHES 33 11kV S STN | Primary Substation | 11 | Falling Short | Headroom (MW) | 0 | 0 | 0 | 0 | 0 | 0 | 0 | 0 | 0 | 0 | 0 | 0 | 0 | 0 | 0 | 0 | 0
Bushbury 132kV | FOUR ASHES 33 11kV S STN | Primary Substation | 11 | Leading the Way | Headroom (MW) | 0 | 0 | 0 | 0 | 0 | 0 | 0 | 0 | 0 | 0 | 0 | 0 | 0 | 0 | 0 | 0 | 0
Bushbury 132kV | FOUR ASHES 33 11kV S STN | Primary Substation | 11 | System Transformation | Headroom (MW) | 0 | 0 | 0 | 0 | 0 | 0 | 0 | 0 | 0 | 0 | 0 | 0 | 0 | 0 | 0 | 0 | 0
Cellarhead 132kV | FROGHALL 33 11kV S STN | Primary Substation | 11 | Best View | Headroom (MW) | 10.159 | 10.1643 | 10.1608 | 10.1574 | 10.154 | 10.1507 | 10.1473 | 10.144 | 10.1407 | 10.1375 | 10.1343 | 10.1311 | 10.1279 | 10.1247 | 10.1094 | 10.0947 | 10.0805
Cellarhead 132kV | FROGHALL 33 11kV S STN | Primary Substation | 11 | Consumer Transformation | Headroom (MW) | 10.159 | 10.1643 | 10.1608 | 10.1574 | 10.154 | 10.1507 | 10.1473 | 10.144 | 10.1407 | 10.1375 | 10.1343 | 10.1311 | 10.1279 | 10.1247 | 10.1094 | 10.0947 | 10.0805
Cellarhead 132kV | FROGHALL 33 11kV S STN | Primary Substation | 11 | Falling Short | Headroom (MW) | 10.159 | 10.1643 | 10.1608 | 10.1574 | 10.154 | 10.1507 | 10.1473 | 10.144 | 10.1407 | 10.1375 | 10.1343 | 10.1311 | 10.1279 | 10.1247 | 10.1094 | 10.0947 | 10.0805
Cellarhead 132kV | FROGHALL 33 11kV S STN | Primary Substation | 11 | Leading the Way | Headroom (MW) | 10.159 | 10.1643 | 10.1608 | 10.1574 | 10.154 | 10.1507 | 10.1473 | 10.144 | 10.1407 | 10.1375 | 10.1343 | 10.1311 | 10.1279 | 10.1247 | 10.1094 | 10.0947 | 10.0805
Cellarhead 132kV | FROGHALL 33 11kV S STN | Primary Substation | 11 | System Transformation | Headroom (MW) | 10.159 | 10.1643 | 10.1608 | 10.1574 | 10.154 | 10.1507 | 10.1473 | 10.144 | 10.1407 | 10.1375 | 10.1343 | 10.1311 | 10.1279 | 10.1247 | 10.1094 | 10.0947 | 10.0805
Cellarhead 132kV | GNOSALL 33 11kV S STN | Primary Substation | 11 | Best View | Headroom (MW) | 8.4492 | 8.3842 | 8.3564 | 8.3127 | 8.2682 | 8.2175 | 8.1693 | 8.117 | 8.0579 | 7.9843 | 7.9557 | 7.8767 | 7.7826 | 7.7212 | 7.6393 | 7.2412 | 6.6637
Cellarhead 132kV | GNOSALL 33 11kV S STN | Primary Substation | 11 | Consumer Transformation | Headroom (MW) | 8.4492 | 8.3689 | 8.322 | 8.2159 | 7.8929 | 7.5584 | 7.226 | 6.9793 | 6.7152 | 6.4315 | 6.155 | 5.8972 | 5.6222 | 5.4304 | 4.6578 | 3.6026 | 0.32168
Cellarhead 132kV | GNOSALL 33 11kV S STN | Primary Substation | 11 | Falling Short | Headroom (MW) | 8.4492 | 8.4543 | 8.379 | 8.3643 | 8.347 | 8.3257 | 8.3023 | 8.2729 | 8.2284 | 8.1685 | 8.0956 | 8.0235 | 7.9312 | 7.8705 | 7.8673 | 7.8196 | 7.6075
Cellarhead 132kV | GNOSALL 33 11kV S STN | Primary Substation | 11 | Leading the Way | Headroom (MW) | 8.4492 | 8.3676 | 8.3176 | 8.1988 | 7.8628 | 7.492 | 7.1342 | 6.9257 | 6.6971 | 6.4827 | 6.2524 | 6.0122 | 5.7224 | 5.4795 | 4.4772 | 3.2888 | 1.5143
Cellarhead 132kV | GNOSALL 33 11kV S STN | Primary Substation | 11 | System Transformation | Headroom (MW) | 8.4492 | 8.385 | 8.3587 | 8.3165 | 8.2348 | 8.1366 | 8.0389 | 7.944 | 7.8208 | 7.6799 | 7.5332 | 7.3999 | 7.2463 | 7.142 | 6.868 | 6.3324 | 5.5989
Cellarhead 132kV | GOLDENHILL BANK 33 11kV S STN | Primary Substation | 11 | Best View | Headroom (MW) | 19.507 | 19.5138 | 19.466 | 19.3876 | 19.2988 | 19.2057 | 19.1142 | 19.0333 | 18.9663 | 18.9035 | 18.8584 | 18.824 | 18.8088 | 18.8058 | 18.7794 | 18.1669 | 17.2143
Cellarhead 132kV | GOLDENHILL BANK 33 11kV S STN | Primary Substation | 11 | Consumer Transformation | Headroom (MW) | 19.507 | 19.4893 | 19.4107 | 19.2273 | 19.0431 | 18.8603 | 18.6799 | 18.4961 | 18.3343 | 18.2004 | 18.0923 | 17.876 | 17.7686 | 17.6475 | 16.6686 | 15.2115 | 12.3221
Cellarhead 132kV | GOLDENHILL BANK 33 11kV S STN | Primary Substation | 11 | Falling Short | Headroom (MW) | 19.507 | 19.5314 | 19.5107 | 19.4913 | 19.4615 | 19.4321 | 19.4009 | 19.3709 | 19.3412 | 19.3171 | 19.2981 | 19.2848 | 19.2823 | 19.2859 | 19.4029 | 19.5342 | 19.3386
Cellarhead 132kV | GOLDENHILL BANK 33 11kV S STN | Primary Substation | 11 | Leading the Way | Headroom (MW) | 19.507 | 19.4874 | 19.4059 | 19.2055 | 19.015 | 18.8257 | 18.6304 | 18.4443 | 18.2754 | 18.1384 | 17.9248 | 17.8309 | 17.7054 | 17.5608 | 16.387 | 11.4175 | 3.3129
Cellarhead 132kV | GOLDENHILL BANK 33 11kV S STN | Primary Substation | 11 | System Transformation | Headroom (MW) | 19.507 | 19.5158 | 19.4739 | 19.4071 | 19.3252 | 19.2346 | 19.1424 | 19.0545 | 18.9738 | 18.9073 | 18.8556 | 18.8185 | 18.7963 | 18.7892 | 18.6 | 18.0684 | 17.1482
Feckenham 66kV | GREAT ALNE 66 11kV S STN | Primary Substation | 11 | Best View | Headroom (MW) | 18.3699 | 18.3604 | 18.3235 | 18.2499 | 17.7827 | 17.7015 | 17.5393 | 17.341 | 17.0151 | 16.5989 | 16.1365 | 15.6808 | 15.1446 | 14.7296 | 13.3062 | 11.2912 | 9.2417
Feckenham 66kV | GREAT ALNE 66 11kV S STN | Primary Substation | 11 | Consumer Transformation | Headroom (MW) | 18.3699 | 18.3611 | 18.325 | 18.2511 | 17.7834 | 17.706 | 17.5473 | 17.3416 | 17.0139 | 16.5922 | 16.1245 | 15.6461 | 15.1016 | 14.6785 | 13.2777 | 11.2657 | 9.2751
Feckenham 66kV | GREAT ALNE 66 11kV S STN | Primary Substation | 11 | Falling Short | Headroom (MW) | 18.3699 | 18.3772 | 18.3667 | 18.3527 | 18.3332 | 18.3097 | 18.2824 | 18.2467 | 18.2115 | 17.7708 | 17.6594 | 17.5024 | 17.2855 | 17.1242 | 16.9421 | 16.5542 | 16.0603
Feckenham 66kV | GREAT ALNE 66 11kV S STN | Primary Substation | 11 | Leading the Way | Headroom (MW) | 18.3699 | 18.3615 | 18.3249 | 18.2459 | 17.7791 | 17.6984 | 17.5478 | 17.3991 | 17.1515 | 16.8994 | 16.5425 | 16.1144 | 15.5739 | 15.0622 | 13.1918 | 11.0764 | 9.7337
Feckenham 66kV | GREAT ALNE 66 11kV S STN | Primary Substation | 11 | System Transformation | Headroom (MW) | 18.3699 | 18.372 | 18.3521 | 18.3162 | 18.2664 | 18.2219 | 17.7815 | 17.7088 | 17.5039 | 17.1933 | 16.8335 | 16.4811 | 16.0586 | 15.7508 | 14.9352 | 13.6786 | 12.1486
Ironbridge & Shrewsbury 132kV | HALESFIELD 33 11kV S STN | Primary Substation | 11 | Best View | Headroom (MW) | 19.3595 | 19.3863 | 19.3914 | 19.3573 | 19.3065 | 19.2539 | 19.2459 | 19.1951 | 19.1442 | 19.1079 | 19.0655 | 19.0269 | 18.9915 | 18.9579 | 18.8048 | 18.4935 | 17.3402
Ironbridge & Shrewsbury 132kV | HALESFIELD 33 11kV S STN | Primary Substation | 11 | Consumer Transformation | Headroom (MW) | 19.3595 | 19.3786 | 19.3771 | 19.3209 | 19.2478 | 19.1735 | 19.1063 | 19.0445 | 18.9773 | 18.9154 | 18.8681 | 18.8152 | 18.7723 | 18.728 | 18.4549 | 6.4688 | 0
Ironbridge & Shrewsbury 132kV | HALESFIELD 33 11kV S STN | Primary Substation | 11 | Falling Short | Headroom (MW) | 19.3595 | 19.4046 | 19.3867 | 19.3741 | 19.3439 | 19.313 | 19.2837 | 19.2521 | 19.2187 | 19.194 | 19.1668 | 19.1401 | 19.1151 | 19.0894 | 19.0111 | 18.8958 | 18.7475
Ironbridge & Shrewsbury 132kV | HALESFIELD 33 11kV S STN | Primary Substation | 11 | Leading the Way | Headroom (MW) | 19.3595 | 19.3787 | 19.3741 | 19.3169 | 19.2372 | 19.1689 | 19.1079 | 19.0484 | 18.9726 | 18.9128 | 18.8617 | 18.8139 | 18.7644 | 18.7131 | 12.2498 | 0 | 0
Ironbridge & Shrewsbury 132kV | HALESFIELD 33 11kV S STN | Primary Substation | 11 | System Transformation | Headroom (MW) | 19.3595 | 19.3838 | 19.3922 | 19.3665 | 19.321 | 19.2723 | 19.228 | 19.1807 | 19.1353 | 19.0979 | 19.0661 | 19.0374 | 19.0132 | 18.9925 | 18.8535 | 19.7117 | 15.4517
Kitwell 132kV | Halesowen 132/11kVDUMMY | Primary Substation | 11 | Best View | Headroom (MW) | 32.3799 | 32.4022 | 32.2692 | 31.9204 | 31.5497 | 31.1662 | 30.779 | 30.4512 | 29.1567 | 28.4954 | 27.5213 | 26.5019 | 25.4378 | 24.559 | 21.6165 | 13.2996 | 3.9397
Kitwell 132kV | Halesowen 132/11kVDUMMY | Primary Substation | 11 | Consumer Transformation | Headroom (MW) | 32.3799 | 32.2684 | 31.9586 | 31.1601 | 30.4492 | 28.3798 | 26.7172 | 24.8997 | 22.834 | 20.8272 | 18.7193 | 16.3637 | 14.1574 | 12.1348 | 1.6265 | 0 | 0
Kitwell 132kV | Halesowen 132/11kVDUMMY | Primary Substation | 11 | Falling Short | Headroom (MW) | 32.3799 | 32.431 | 32.3561 | 32.2432 | 32.0904 | 31.9237 | 31.7399 | 31.5385 | 31.2721 | 30.9833 | 30.665 | 30.3935 | 29.372 | 29.1177 | 29.4372 | 29.1226 | 26.3841
Kitwell 132kV | Halesowen 132/11kVDUMMY | Primary Substation | 11 | Leading the Way | Headroom (MW) | 32.3799 | 32.2566 | 31.9335 | 31.0675 | 30.3918 | 28.1138 | 26.2728 | 24.4304 | 22.3263 | 20.6304 | 18.7045 | 16.6908 | 14.4702 | 12.1899 | 0 | 0 | 0
Kitwell 132kV | Halesowen 132/11kVDUMMY | Primary Substation | 11 | System Transformation | Headroom (MW) | 32.3799 | 32.3712 | 32.2238 | 31.911 | 31.5218 | 31.0731 | 30.6406 | 30.3375 | 28.502 | 27.2254 | 25.8082 | 24.4954 | 23.1181 | 22.2518 | 18.2563 | 10.4999 | 0.56701
Kitwell 132kV | Hall Green 132/11kV | Primary Substation | 11 | Best View | Headroom (MW) | 64.5803 | 64.8835 | 64.9354 | 64.545 | 64.1354 | 63.693 | 63.2352 | 62.7892 | 62.3676 | 62.0078 | 61.6824 | 61.3932 | 61.169 | 60.9609 | 59.1898 | 38.4518 | 0
Kitwell 132kV | Hall Green 132/11kV | Primary Substation | 11 | Consumer Transformation | Headroom (MW) | 64.5803 | 64.7727 | 64.7124 | 64.0399 | 63.357 | 62.6923 | 62.072 | 61.4299 | 60.8761 | 60.3833 | 59.683 | 58.6492 | 57.8017 | 56.9099 | 16.2355 | 0 | 0
Kitwell 132kV | Hall Green 132/11kV | Primary Substation | 11 | Falling Short | Headroom (MW) | 64.5803 | 64.869 | 64.9502 | 64.8675 | 64.7626 | 64.6555 | 64.5464 | 64.4506 | 64.3436 | 64.2548 | 64.1924 | 64.1554 | 64.1437 | 64.1563 | 64.6274 | 65.0385 | 64.2881
Kitwell 132kV | Hall Green 132/11kV | Primary Substation | 11 | Leading the Way | Headroom (MW) | 64.5803 | 64.7802 | 64.7019 | 63.9715 | 63.2647 | 62.574 | 61.8859 | 61.2314 | 60.6423 | 60.1397 | 59.1695 | 58.2359 | 57.2971 | 56.274 | 0 | 0 | 0
Kitwell 132kV | Hall Green 132/11kV | Primary Substation | 11 | System Transformation | Headroom (MW) | 64.5803 | 64.8611 | 64.9297 | 64.668 | 64.3588 | 64.0115 | 63.6788 | 63.3563 | 63.0614 | 62.8027 | 62.5884 | 62.4255 | 62.3179 | 62.2705 | 61.4896 | 58.6221 | 16.8481
Iron Acton 132kV | HAMMERLEY DOWN 33 11kV S STN | Primary Substation | 11 | Best View | Headroom (MW) | 18.7825 | 18.6123 | 18.5547 | 18.4551 | 18.3377 | 18.2055 | 18.0674 | 17.8555 | 17.5853 | 17.1232 | 16.5306 | 15.9022 | 15.0925 | 14.5536 | 13.5993 | 11.0121 | 8.6164
Iron Acton 132kV | HAMMERLEY DOWN 33 11kV S STN | Primary Substation | 11 | Consumer Transformation | Headroom (MW) | 18.7825 | 18.5566 | 18.4241 | 18.1384 | 17.8051 | 17.4588 | 17.0417 | 16.5291 | 15.7285 | 14.6523 | 13.4232 | 12.1631 | 10.7106 | 9.7011 | 6.421 | 0 | 0
Iron Acton 132kV | HAMMERLEY DOWN 33 11kV S STN | Primary Substation | 11 | Falling Short | Headroom (MW) | 18.7825 | 18.8347 | 18.5771 | 18.5387 | 18.4756 | 18.3955 | 18.2864 | 18.1607 | 17.8593 | 17.427 | 16.8455 | 16.2226 | 15.4091 | 14.8772 | 14.3161 | 13.3294 | 12.0323
Iron Acton 132kV | HAMMERLEY DOWN 33 11kV S STN | Primary Substation | 11 | Leading the Way | Headroom (MW) | 18.7825 | 18.5546 | 18.4158 | 18.1127 | 17.7662 | 17.4661 | 17.1294 | 16.861 | 16.3244 | 15.7551 | 14.8344 | 13.6908 | 12.2123 | 10.9311 | 6.4367 | 0 | 0
Iron Acton 132kV | HAMMERLEY DOWN 33 11kV S STN | Primary Substation | 11 | System Transformation | Headroom (MW) | 18.7825 | 18.5961 | 18.5194 | 18.4062 | 18.2683 | 18.0891 | 17.7883 | 17.4515 | 16.8151 | 15.9111 | 14.8636 | 13.8387 | 12.6019 | 11.8175 | 9.8954 | 6.6804 | 3.0233
Lea Marston 132kV | Hams Hall South 132/11kVDUMMY | Primary Substation | 11 | Best View | Headroom (MW) | 61.25 | 61.6002 | 61.5664 | 61.4418 | 61.3181 | 61.0868 | 60.8324 | 60.6072 | 57.7333 | 55.5141 | 52.4532 | 49.1286 | 45.205 | 42.2256 | 32.64 | 21.3517 | 5.0892
Lea Marston 132kV | Hams Hall South 132/11kVDUMMY | Primary Substation | 11 | Consumer Transformation | Headroom (MW) | 61.25 | 61.5444 | 61.4337 | 61.1544 | 60.9084 | 60.6591 | 58.1423 | 56.9968 | 54.6162 | 51.3879 | 47.6548 | 43.8304 | 39.4387 | 36.1228 | 24.3874 | 10.6814 | 0
Lea Marston 132kV | Hams Hall South 132/11kVDUMMY | Primary Substation | 11 | Falling Short | Headroom (MW) | 61.25 | 61.556 | 61.5137 | 61.4661 | 61.3999 | 61.2744 | 61.1178 | 60.9193 | 60.6479 | 58.3592 | 57.0147 | 55.1525 | 52.6266 | 50.8509 | 48.1415 | 43.9779 | 39.1108
Lea Marston 132kV | Hams Hall South 132/11kVDUMMY | Primary Substation | 11 | Leading the Way | Headroom (MW) | 61.25 | 61.5547 | 61.4393 | 61.1508 | 60.8906 | 60.6709 | 58.2618 | 57.7396 | 56.5208 | 54.845 | 52.1684 | 48.808 | 41.98 | 32.7952 | 15.4809 | 0 | 0
Lea Marston 132kV | Hams Hall South 132/11kVDUMMY | Primary Substation | 11 | System Transformation | Headroom (MW) | 61.25 | 61.5786 | 61.5222 | 61.4035 | 61.2791 | 61.0444 | 60.7817 | 54.6905 | 52.517 | 49.5577 | 46.126 | 42.7685 | 38.7391 | 36.1586 | 27.8352 | 21.5224 | 9.1733
Ironbridge & Shrewsbury 132kV | HARLESCOTT 33 11kV S STN | Primary Substation | 11 | Best View | Headroom (MW) | 16.4679 | 16.4969 | 16.4782 | 16.4912 | 16.4769 | 16.4349 | 16.3906 | 16.3144 | 16.1958 | 16.0033 | 15.7702 | 15.5409 | 14.6331 | 14.5252 | 14.0474 | 12.9799 | 11.8574
Ironbridge & Shrewsbury 132kV | HARLESCOTT 33 11kV S STN | Primary Substation | 11 | Consumer Transformation | Headroom (MW) | 16.4679 | 16.4959 | 16.4644 | 16.4332 | 16.338 | 16.1853 | 16.0108 | 15.8066 | 15.5108 | 14.5899 | 14.1806 | 13.6465 | 12.9531 | 12.4218 | 10.7572 | 8.2612 | 0
Ironbridge & Shrewsbury 132kV | HARLESCOTT 33 11kV S STN | Primary Substation | 11 | Falling Short | Headroom (MW) | 16.4679 | 16.5076 | 16.5018 | 16.55 | 16.5616 | 16.5616 | 16.5452 | 16.4867 | 16.3764 | 16.1966 | 15.9609 | 15.7226 | 15.4533 | 15.3643 | 14.5272 | 13.9261 | 13.2297
Ironbridge & Shrewsbury 132kV | HARLESCOTT 33 11kV S STN | Primary Substation | 11 | Leading the Way | Headroom (MW) | 16.4679 | 16.4958 | 16.4614 | 16.4371 | 16.3306 | 16.2284 | 16.0854 | 15.9647 | 15.7324 | 15.5289 | 14.6231 | 14.3121 | 13.6778 | 13.0304 | 10.7447 | 6.2782 | 0
Ironbridge & Shrewsbury 132kV | HARLESCOTT 33 11kV S STN | Primary Substation | 11 | System Transformation | Headroom (MW) | 16.4679 | 16.5063 | 16.4962 | 16.5248 | 16.5233 | 16.4754 | 16.406 | 16.26 | 15.9985 | 15.6422 | 15.3772 | 14.4525 | 13.929 | 13.5327 | 12.4234 | 10.8159 | 8.9746
Port Ham 132kV | Hereford Central 66/11kv | Primary Substation | 11 | Best View | Headroom (MW) | 36.6007 | 36.6919 | 36.615 | 36.5302 | 36.421 | 36.2992 | 36.1846 | 36.1037 | 36.0144 | 35.9069 | 35.8125 | 35.7296 | 35.6684 | 35.6211 | 35.5602 | 34.4165 | 33.228
Port Ham 132kV | Hereford Central 66/11kv | Primary Substation | 11 | Consumer Transformation | Headroom (MW) | 36.6007 | 36.617 | 36.5082 | 36.2122 | 35.9023 | 35.5897 | 35.2985 | 35.0175 | 34.7646 | 34.5057 | 34.251 | 33.9525 | 33.7103 | 33.4566 | 31.7257 | 29.6148 | 27.229
Port Ham 132kV | Hereford Central 66/11kv | Primary Substation | 11 | Falling Short | Headroom (MW) | 36.6007 | 36.6909 | 36.6137 | 36.5535 | 36.4799 | 36.4038 | 36.3285 | 36.2603 | 36.1842 | 36.1116 | 36.0491 | 35.9943 | 35.9496 | 35.917 | 35.9629 | 35.9525 | 35.6058
Port Ham 132kV | Hereford Central 66/11kv | Primary Substation | 11 | Leading the Way | Headroom (MW) | 36.6007 | 36.6137 | 36.4964 | 36.1823 | 35.8503 | 35.5477 | 35.2096 | 34.8847 | 34.5999 | 34.3437 | 34.1043 | 33.8788 | 33.6622 | 33.4335 | 31.5643 | 29.2571 | 26.5149
Port Ham 132kV | Hereford Central 66/11kv | Primary Substation | 11 | System Transformation | Headroom (MW) | 36.6007 | 36.6397 | 36.5832 | 36.4545 | 36.2982 | 36.1245 | 35.9523 | 35.7889 | 35.639 | 35.4856 | 35.3445 | 35.2265 | 35.1254 | 35.0452 | 34.4981 | 33.4183 | 32.2699
Port Ham 132kV | HEREFORD NORTH 66 11kV S STN | Primary Substation | 11 | Best View | Headroom (MW) | 33.9295 | 33.942 | 33.8664 | 33.7581 | 33.3792 | 32.9375 | 32.5096 | 32.2707 | 31.9617 | 31.6334 | 31.3376 | 31.1121 | 30.9009 | 30.7885 | 29.9069 | 28.8178 | 27.4614
Port Ham 132kV | HEREFORD NORTH 66 11kV S STN | Primary Substation | 11 | Consumer Transformation | Headroom (MW) | 33.9295 | 33.9019 | 33.7649 | 33.4711 | 32.9171 | 32.3144 | 31.7372 | 31.3366 | 30.9323 | 29.8752 | 29.6745 | 29.3033 | 28.9106 | 28.5731 | 26.8848 | 24.3925 | 21.7864
Port Ham 132kV | HEREFORD NORTH 66 11kV S STN | Primary Substation | 11 | Falling Short | Headroom (MW) | 33.9295 | 33.9577 | 33.9045 | 33.8447 | 33.8274 | 33.8028 | 33.7733 | 33.7393 | 33.6533 | 33.5504 | 33.4281 | 33.3071 | 33.1677 | 33.0813 | 33.0234 | 32.9231 | 32.4545
Port Ham 132kV | HEREFORD NORTH 66 11kV S STN | Primary Substation | 11 | Leading the Way | Headroom (MW) | 33.9295 | 33.8959 | 33.7537 | 33.4332 | 32.8302 | 32.1943 | 31.5512 | 31.1515 | 30.7966 | 29.8388 | 29.5625 | 29.2078 | 28.8075 | 28.427 | 26.3429 | 23.771 | 20.7598
Port Ham 132kV | HEREFORD NORTH 66 11kV S STN | Primary Substation | 11 | System Transformation | Headroom (MW) | 33.9295 | 33.9413 | 33.8612 | 33.7375 | 33.4962 | 33.1705 | 32.8584 | 32.65 | 32.3747 | 32.0993 | 31.8343 | 31.6183 | 31.3957 | 31.2619 | 30.7522 | 29.2895 | 27.9596
Port Ham 132kV | HEREFORD SOUTH 66 11kV S STN | Primary Substation | 11 | Best View | Headroom (MW) | 25.3363 | 25.3947 | 25.1241 | 25.0149 | 24.6283 | 24.1888 | 23.718 | 23.3551 | 22.8166 | 22.1014 | 21.3588 | 20.6881 | 19.9206 | 19.3622 | 17.9955 | 14.9098 | 11.7665
Port Ham 132kV | HEREFORD SOUTH 66 11kV S STN | Primary Substation | 11 | Consumer Transformation | Headroom (MW) | 25.3363 | 25.1407 | 25.0064 | 24.6771 | 24.0777 | 23.442 | 22.7856 | 22.2094 | 21.4649 | 20.5822 | 19.6659 | 18.7571 | 17.7901 | 17.0023 | 13.8971 | 9.3096 | 4.5673
Port Ham 132kV | HEREFORD SOUTH 66 11kV S STN | Primary Substation | 11 | Falling Short | Headroom (MW) | 25.3363 | 25.4035 | 25.1585 | 25.1105 | 25.0733 | 25.0272 | 24.9554 | 24.8611 | 24.6878 | 24.428 | 24.1107 | 23.7842 | 23.3708 | 23.0914 | 22.8369 | 23.3277 | 22.3437
Port Ham 132kV | HEREFORD SOUTH 66 11kV S STN | Primary Substation | 11 | Leading the Way | Headroom (MW) | 25.3363 | 25.1378 | 24.9956 | 25.9102 | 25.293 | 24.6258 | 23.9515 | 23.4455 | 22.8477 | 22.2142 | 21.4604 | 20.6438 | 19.6611 | 17.5938 | 13.3424 | 8.549 | 4.4551
Port Ham 132kV | HEREFORD SOUTH 66 11kV S STN | Primary Substation | 11 | System Transformation | Headroom (MW) | 25.3363 | 25.1833 | 25.1125 | 24.9815 | 24.7176 | 24.3789 | 24.0146 | 23.6751 | 23.1766 | 22.535 | 21.8517 | 21.2316 | 20.5142 | 20.0151 | 19.4763 | 16.843 | 13.6646
Cellarhead 132kV | HIGH OFFLEY 33 11kV S STN | Primary Substation | 11 | Best View | Headroom (MW) | 11.3792 | 11.3797 | 11.3675 | 11.3486 | 11.326 | 11.2997 | 11.2706 | 11.2327 | 11.1801 | 11.1035 | 11.0071 | 10.9059 | 10.7779 | 10.6885 | 10.5568 | 10.2241 | 9.833
Cellarhead 132kV | HIGH OFFLEY 33 11kV S STN | Primary Substation | 11 | Consumer Transformation | Headroom (MW) | 11.3792 | 11.3741 | 11.354 | 11.3058 | 11.1474 | 10.9766 | 10.796 | 10.6383 | 10.4284 | 10.1727 | 9.8993 | 9.6349 | 9.3279 | 9.1195 | 8.4639 | 7.5911 | 0.31945
Cellarhead 132kV | HIGH OFFLEY 33 11kV S STN | Primary Substation | 11 | Falling Short | Headroom (MW) | 11.3792 | 11.3842 | 11.3786 | 11.3735 | 11.3649 | 11.3528 | 11.337 | 11.3118 | 11.2665 | 11.1943 | 11.0996 | 10.9979 | 10.8681 | 10.7764 | 10.6835 | 10.5161 | 10.2926
Cellarhead 132kV | HIGH OFFLEY 33 11kV S STN | Primary Substation | 11 | Leading the Way | Headroom (MW) | 11.3792 | 11.3738 | 11.3529 | 11.3013 | 11.1434 | 10.9644 | 10.7885 | 10.6782 | 10.5252 | 10.3729 | 10.1614 | 9.9153 | 9.6033 | 9.3389 | 8.4535 | 7.5022 | 1.5038
Cellarhead 132kV | HIGH OFFLEY 33 11kV S STN | Primary Substation | 11 | System Transformation | Headroom (MW) | 11.3792 | 11.3797 | 11.3683 | 11.3495 | 11.327 | 11.2954 | 11.2544 | 11.1875 | 11.0706 | 10.9124 | 10.7317 | 10.5568 | 10.3456 | 10.198 | 9.8436 | 9.2974 | 8.5954
Kitwell 132kV | Highters Heath 132/11kV | Primary Substation | 11 | Best View | Headroom (MW) | 63.8101 | 63.8982 | 63.7727 | 63.3639 | 62.9829 | 62.5849 | 62.1832 | 61.7816 | 61.349 | 60.9886 | 60.6235 | 60.2826 | 59.5965 | 59.2747 | 56.7493 | 51.0118 | 0
Kitwell 132kV | Highters Heath 132/11kV | Primary Substation | 11 | Consumer Transformation | Headroom (MW) | 63.8101 | 63.8162 | 63.5922 | 62.9458 | 62.3237 | 61.7099 | 61.1485 | 60.5367 | 59.5909 | 59.0002 | 58.2432 | 57.3206 | 56.5653 | 55.8422 | 50.8062 | 0 | 0
Kitwell 132kV | Highters Heath 132/11kV | Primary Substation | 11 | Falling Short | Headroom (MW) | 63.8101 | 63.9495 | 63.9067 | 63.8284 | 63.7425 | 63.6522 | 63.5553 | 63.4388 | 63.2885 | 63.1217 | 62.9476 | 62.7893 | 62.6169 | 62.5457 | 62.9718 | 63.3314 | 62.4703
Kitwell 132kV | Highters Heath 132/11kV | Primary Substation | 11 | Leading the Way | Headroom (MW) | 63.8101 | 63.8083 | 63.5676 | 62.8536 | 62.2071 | 61.5863 | 60.9871 | 60.4238 | 59.5364 | 58.8996 | 58.1438 | 57.3738 | 56.5301 | 55.6139 | 0 | 0 | 0
Kitwell 132kV | Highters Heath 132/11kV | Primary Substation | 11 | System Transformation | Headroom (MW) | 63.8101 | 63.9054 | 63.8068 | 63.5584 | 63.298 | 62.9857 | 62.6817 | 62.3418 | 61.9706 | 61.5959 | 61.2389 | 60.9383 | 60.6591 | 60.5535 | 59.4668 | 56.1538 | 51.071
Cellarhead 132kV | HILL CHORLTON 33 11kV S STN | Primary Substation | 11 | Best View | Headroom (MW) | 6.6396 | 6.6307 | 6.6115 | 6.5881 | 6.5634 | 6.5332 | 6.497 | 6.4378 | 6.3438 | 6.1834 | 5.9945 | 5.7915 | 5.5298 | 5.3415 | 5.0518 | 4.4788 | 3.8774
Cellarhead 132kV | HILL CHORLTON 33 11kV S STN | Primary Substation | 11 | Consumer Transformation | Headroom (MW) | 6.6396 | 6.6233 | 6.5935 | 6.5443 | 6.4009 | 6.2058 | 6.0113 | 5.8022 | 5.4721 | 5.0462 | 4.5674 | 4.1031 | 3.5507 | 3.1465 | 2.0059 | 0.48182 | 0
Cellarhead 132kV | HILL CHORLTON 33 11kV S STN | Primary Substation | 11 | Falling Short | Headroom (MW) | 6.6396 | 6.6347 | 6.6207 | 6.6119 | 6.6021 | 6.5869 | 6.5644 | 6.5196 | 6.4375 | 6.3047 | 6.1138 | 5.9199 | 5.6665 | 5.4844 | 5.2435 | 4.8077 | 4.3465
Cellarhead 132kV | HILL CHORLTON 33 11kV S STN | Primary Substation | 11 | Leading the Way | Headroom (MW) | 6.6396 | 6.6194 | 6.5876 | 6.5369 | 6.3921 | 6.2014 | 6.0358 | 5.9188 | 5.6952 | 5.4725 | 5.1218 | 4.6953 | 4.1393 | 3.6211 | 2.0545 | 0.41391 | 0
Cellarhead 132kV | HILL CHORLTON 33 11kV S STN | Primary Substation | 11 | System Transformation | Headroom (MW) | 6.6396 | 6.6315 | 6.6137 | 6.5929 | 6.5696 | 6.5308 | 6.4725 | 6.3591 | 6.1202 | 5.7995 | 5.42 | 5.0489 | 4.5939 | 4.2688 | 3.5458 | 2.4783 | 1.1298
Penn 132kV | Hinksford 132/33/11kVDUMMY | Primary Substation | 11 | Best View | Headroom (MW) | 15 | 15 | 15 | 15 | 15 | 15 | 15 | 15 | 15 | 15 | 15 | 15 | 15 | 15 | 15 | 15 | 13.8714
Penn 132kV | Hinksford 132/33/11kVDUMMY | Primary Substation | 11 | Consumer Transformation | Headroom (MW) | 15 | 15 | 15 | 15 | 15 | 15 | 15 | 15 | 15 | 15 | 15 | 15 | 15 | 15 | 11.4613 | 2.1546 | 0
Penn 132kV | Hinksford 132/33/11kVDUMMY | Primary Substation | 11 | Falling Short | Headroom (MW) | 15 | 15 | 15 | 15 | 15 | 15 | 15 | 15 | 15 | 15 | 15 | 15 | 15 | 15 | 15 | 15 | 15
Penn 132kV | Hinksford 132/33/11kVDUMMY | Primary Substation | 11 | Leading the Way | Headroom (MW) | 15 | 15 | 15 | 15 | 15 | 15 | 15 | 15 | 15 | 15 | 15 | 15 | 15 | 15 | 10.1108 | 0 | 0
Penn 132kV | Hinksford 132/33/11kVDUMMY | Primary Substation | 11 | System Transformation | Headroom (MW) | 15 | 15 | 15 | 15 | 15 | 15 | 15 | 15 | 15 | 15 | 15 | 15 | 15 | 15 | 15 | 15 | 15
Penn 132kV | HINKSFORD 132kV S STN | Bulk Supply Point | 33 | Best View | Headroom (MW) | 39.7146 | 39.7109 | 39.6844 | 39.6265 | 39.5673 | 39.504 | 39.4359 | 39.3464 | 39.2188 | 39.0412 | 38.8199 | 38.5861 | 38.2957 | 38.0924 | 37.965 | 37.2765 | 36.4824
Penn 132kV | HINKSFORD 132kV S STN | Bulk Supply Point | 33 | Consumer Transformation | Headroom (MW) | 39.7146 | 39.7123 | 39.6874 | 39.6346 | 39.5787 | 39.5073 | 39.4227 | 39.2927 | 39.0846 | 38.8099 | 38.4915 | 38.1691 | 37.7889 | 37.8224 | 37.0087 | 35.9321 | 34.7536
Penn 132kV | HINKSFORD 132kV S STN | Bulk Supply Point | 33 | Falling Short | Headroom (MW) | 39.7146 | 39.7236 | 39.7157 | 39.7086 | 39.6995 | 39.6851 | 39.6623 | 39.6192 | 39.5375 | 39.4046 | 39.2289 | 39.0405 | 38.7933 | 38.6316 | 38.7462 | 38.4368 | 38.0694
Penn 132kV | HINKSFORD 132kV S STN | Bulk Supply Point | 33 | Leading the Way | Headroom (MW) | 39.7146 | 39.7117 | 39.6856 | 39.6287 | 39.5702 | 39.5094 | 39.4517 | 39.3954 | 39.2729 | 39.1355 | 38.9014 | 38.6051 | 38.2165 | 38.1615 | 37.0317 | 35.8469 | 35.1928
Penn 132kV | HINKSFORD 132kV S STN | Bulk Supply Point | 33 | System Transformation | Headroom (MW) | 39.7146 | 39.7194 | 39.7044 | 39.6848 | 39.6595 | 39.6192 | 39.5618 | 39.4575 | 39.2679 | 39.0038 | 38.6934 | 38.3903 | 38.0188 | 38.0989 | 37.5908 | 36.8433 | 35.8724
Cellarhead 132kV | HINSTOCK 33 11kV S STN | Primary Substation | 11 | Best View | Headroom (MW) | 5.6061 | 5.5951 | 5.5683 | 5.5225 | 5.471 | 5.4258 | 5.3833 | 5.3396 | 5.4432 | 5.55 | 5.7044 | 5.6825 | 5.6641 | 5.6412 | 5.4868 | 5.2078 | 4.7909
Cellarhead 132kV | HINSTOCK 33 11kV S STN | Primary Substation | 11 | Consumer Transformation | Headroom (MW) | 5.6061 | 5.5956 | 5.5675 | 5.5103 | 5.4077 | 5.3071 | 5.2177 | 5.1597 | 5.2189 | 5.2907 | 5.4165 | 5.3679 | 5.3271 | 5.279 | 4.8463 | 4.4287 | 0.31856
Cellarhead 132kV | HINSTOCK 33 11kV S STN | Primary Substation | 11 | Falling Short | Headroom (MW) | 5.6061 | 5.6068 | 5.597 | 5.5883 | 5.5742 | 5.562 | 5.5504 | 5.5369 | 5.598 | 5.6745 | 5.77 | 5.8117 | 5.8552 | 5.9002 | 5.988 | 5.9462 | 5.8549
Cellarhead 132kV | HINSTOCK 33 11kV S STN | Primary Substation | 11 | Leading the Way | Headroom (MW) | 5.6061 | 5.595 | 5.5666 | 5.5075 | 5.3881 | 5.2828 | 5.1869 | 5.1357 | 5.1628 | 5.2069 | 5.2668 | 5.2249 | 5.1894 | 5.156 | 4.7469 | 4.2973 | 1.4996
Cellarhead 132kV | HINSTOCK 33 11kV S STN | Primary Substation | 11 | System Transformation | Headroom (MW) | 5.6061 | 5.6033 | 5.5875 | 5.5663 | 5.5342 | 5.5045 | 5.4763 | 5.4451 | 5.5666 | 5.6914 | 5.8616 | 5.8529 | 5.847 | 5.8352 | 5.6942 | 5.4749 | 5.2351
Nechells 132kV | Hockley 132/11kv | Primary Substation | 11 | Best View | Headroom (MW) | 133.7191 | 134.1018 | 134.1033 | 134.1898 | 134.3018 | 134.4913 | 134.5278 | 134.5387 | 134.1995 | 133.8954 | 133.5977 | 133.2989 | 133.0068 | 132.7204 | 130.5576 | 127.1805 | 123.6096
Nechells 132kV | Hockley 132/11kv | Primary Substation | 11 | Consumer Transformation | Headroom (MW) | 133.7191 | 134.0517 | 134.0116 | 134.0048 | 134.0962 | 134.0091 | 134.0402 | 134.1056 | 133.856 | 133.5462 | 133.2166 | 132.795 | 132.488 | 132.1748 | 130.0885 | 126.1757 | 122.7069
Nechells 132kV | Hockley 132/11kv | Primary Substation | 11 | Falling Short | Headroom (MW) | 133.7191 | 134.0472 | 134.0662 | 134.3304 | 134.5977 | 134.8578 | 135.1116 | 135.3158 | 135.3496 | 135.3866 | 135.4447 | 135.5258 | 135.6308 | 135.7273 | 136.2023 | 136.4929 | 135.9853
Nechells 132kV | Hockley 132/11kv | Primary Substation | 11 | Leading the Way | Headroom (MW) | 133.7191 | 134.0626 | 134.0118 | 134.045 | 134.1045 | 134.2422 | 134.2318 | 134.198 | 133.8335 | 133.517 | 133.2088 | 132.9036 | 132.5978 | 132.277 | 129.5123 | 125.7251 | 121.8057
Nechells 132kV | Hockley 132/11kv | Primary Substation | 11 | System Transformation | Headroom (MW) | 133.7191 | 134.0811 | 134.1202 | 134.3324 | 134.6275 | 134.7236 | 134.9099 | 135.1142 | 134.9784 | 134.8234 | 134.6872 | 134.6033 | 134.5583 | 134.5711 | 134.0702 | 132.2269 | 129.9384
Cellarhead 132kV | HOOKGATE 33 11kV S STN | Primary Substation | 11 | Best View | Headroom (MW) | 10.0816 | 10.0901 | 10.0664 | 10.0268 | 9.988 | 9.9388 | 9.885 | 9.8274 | 9.5964 | 9.3705 | 9.0691 | 8.7561 | 8.3524 | 8.063 | 7.6222 | 6.7158 | 5.7188
Cellarhead 132kV | HOOKGATE 33 11kV S STN | Primary Substation | 11 | Consumer Transformation | Headroom (MW) | 10.0816 | 10.0774 | 10.0378 | 9.9491 | 9.6538 | 9.3927 | 9.0681 | 8.7253 | 8.1899 | 7.5084 | 6.7489 | 6.0144 | 5.1434 | 4.5266 | 2.7105 | 0.34568 | 0
Cellarhead 132kV | HOOKGATE 33 11kV S STN | Primary Substation | 11 | Falling Short | Headroom (MW) | 10.0816 | 10.0972 | 10.0869 | 10.0762 | 10.0656 | 10.0444 | 10.0122 | 9.9495 | 9.8427 | 9.5799 | 9.3136 | 9.0208 | 8.6342 | 8.357 | 8.0237 | 7.4334 | 6.7448
Cellarhead 132kV | HOOKGATE 33 11kV S STN | Primary Substation | 11 | Leading the Way | Headroom (MW) | 10.0816 | 10.0773 | 10.035 | 9.9375 | 9.639 | 9.3706 | 9.0875 | 8.8918 | 8.5157 | 8.1347 | 7.5527 | 6.8777 | 6.0005 | 5.2091 | 2.7627 | 0.18674 | 0
Cellarhead 132kV | HOOKGATE 33 11kV S STN | Primary Substation | 11 | System Transformation | Headroom (MW) | 10.0816 | 10.0909 | 10.0701 | 10.0363 | 10.0001 | 9.9382 | 9.8565 | 9.6208 | 9.2813 | 8.7946 | 8.2199 | 7.6643 | 6.9846 | 6.5031 | 5.4217 | 3.8163 | 1.753
Ironbridge & Shrewsbury 132kV | HORTONWOOD 132 11kV S STN | Primary Substation | 11 | Best View | Headroom (MW) | 30.6247 | 30.6655 | 30.6922 | 30.6957 | 30.6786 | 30.6572 | 30.6288 | 30.6056 | 30.5835 | 30.5586 | 30.536 | 30.5166 | 30.5008 | 30.4865 | 30.425 | 28.9121 | 28.1612
Ironbridge & Shrewsbury 132kV | HORTONWOOD 132 11kV S STN | Primary Substation | 11 | Consumer Transformation | Headroom (MW) | 30.6247 | 30.6541 | 30.5501 | 30.5233 | 30.4834 | 30.4447 | 30.4129 | 30.3922 | 30.3809 | 28.7909 | 28.7681 | 28.7028 | 28.6215 | 28.514 | 28.0752 | 26.6918 | 24.1504
Ironbridge & Shrewsbury 132kV | HORTONWOOD 132 11kV S STN | Primary Substation | 11 | Falling Short | Headroom (MW) | 30.6247 | 30.6591 | 30.5567 | 30.5674 | 30.5609 | 30.553 | 30.5414 | 30.5322 | 30.5245 | 30.5143 | 30.5053 | 30.4976 | 30.4907 | 30.483 | 30.4608 | 30.4314 | 30.3614
Ironbridge & Shrewsbury 132kV | HORTONWOOD 132 11kV S STN | Primary Substation | 11 | Leading the Way | Headroom (MW) | 30.6247 | 30.6543 | 30.6663 | 30.636 | 30.5848 | 30.5374 | 30.4842 | 30.443 | 30.4112 | 30.3868 | 30.3738 | 28.8061 | 28.3901 | 27.8478 | 26.5015 | 24.6019 | 22.3606
Ironbridge & Shrewsbury 132kV | HORTONWOOD 132 11kV S STN | Primary Substation | 11 | System Transformation | Headroom (MW) | 30.6247 | 30.6607 | 30.5646 | 30.5646 | 30.5457 | 30.5202 | 30.4937 | 30.4721 | 30.4561 | 30.4348 | 30.4167 | 30.4018 | 30.3899 | 30.3803 | 28.8761 | 28.5504 | 27.9367
Bushbury 132kV | I54 Busines Park 33/11kv | Primary Substation | 11 | Best View | Headroom (MW) | 28.8733 | 28.9493 | 28.8376 | 28.6584 | 28.4797 | 28.3022 | 28.1334 | 27.9686 | 27.8168 | 27.6685 | 27.5276 | 27.391 | 22.5761 | 22.4729 | 2.69 | 0 | 0
Bushbury 132kV | I54 Busines Park 33/11kv | Primary Substation | 11 | Consumer Transformation | Headroom (MW) | 28.8733 | 28.9528 | 28.8484 | 28.6781 | 28.5058 | 28.3416 | 28.1909 | 28.0395 | 27.9123 | 27.8013 | 27.6997 | 27.5786 | 27.4999 | 26.9244 | 6.8691 | 0 | 0
Bushbury 132kV | I54 Busines Park 33/11kv | Primary Substation | 11 | Falling Short | Headroom (MW) | 28.8733 | 28.9781 | 28.9056 | 28.8325 | 28.7584 | 28.6853 | 28.6131 | 28.5432 | 28.4766 | 28.4108 | 28.3523 | 28.3015 | 28.2598 | 28.2245 | 28.1528 | 28.1068 | 27.7736
Bushbury 132kV | I54 Busines Park 33/11kv | Primary Substation | 11 | Leading the Way | Headroom (MW) | 28.8733 | 28.9513 | 28.8424 | 28.6568 | 28.4809 | 28.3072 | 28.1479 | 27.9993 | 27.8678 | 27.7468 | 27.636 | 27.5348 | 22.7324 | 22.6221 | 0.59314 | 0 | 0
Bushbury 132kV | I54 Busines Park 33/11kv | Primary Substation | 11 | System Transformation | Headroom (MW) | 28.8733 | 28.968 | 28.8845 | 28.7823 | 28.6724 | 28.5589 | 28.4516 | 28.35 | 28.2519 | 28.1649 | 28.0926 | 28.0328 | 27.9855 | 27.9599 | 22.9356 | 12.2013 | 0.026049
Feckenham 66kV | IPSLEY 66 11kV S STN | Primary Substation | 11 | Best View | Headroom (MW) | 54.3418 | 54.3314 | 54.2003 | 53.9708 | 53.7627 | 53.5502 | 53.3864 | 53.0871 | 52.7071 | 52.2346 | 51.6968 | 51.1539 | 50.5526 | 50.1235 | 52.2634 | 49.3607 | 42.6057
Feckenham 66kV | IPSLEY 66 11kV S STN | Primary Substation | 11 | Consumer Transformation | Headroom (MW) | 54.3418 | 54.271 | 54.0648 | 53.6165 | 53.1874 | 52.7524 | 52.3682 | 51.8694 | 51.2784 | 50.5861 | 49.8234 | 48.9666 | 48.0925 | 47.3531 | 47.6134 | 42.4463 | 37.3375
Feckenham 66kV | IPSLEY 66 11kV S STN | Primary Substation | 11 | Falling Short | Headroom (MW) | 54.3418 | 54.3399 | 54.2579 | 54.1684 | 53.1361 | 53.066 | 53.0181 | 52.8814 | 52.7139 | 52.5125 | 52.2697 | 52.0108 | 51.7044 | 51.4821 | 51.2334 | 50.6378 | 49.6003
Feckenham 66kV | IPSLEY 66 11kV S STN | Primary Substation | 11 | Leading the Way | Headroom (MW) | 54.3418 | 54.267 | 54.0537 | 53.5689 | 53.0998 | 52.7355 | 52.3425 | 51.8599 | 51.3091 | 50.8077 | 50.1614 | 49.4082 | 52.0708 | 51.2185 | 46.958 | 36.2796 | 31.3348
Feckenham 66kV | IPSLEY 66 11kV S STN | Primary Substation | 11 | System Transformation | Headroom (MW) | 54.3418 | 54.3192 | 54.194 | 54.0029 | 53.8057 | 53.5903 | 53.4173 | 53.1139 | 52.7409 | 52.2851 | 51.7777 | 51.2632 | 50.6944 | 50.2758 | 52.1549 | 49.3825 | 42.5786
Ironbridge & Shrewsbury 132kV | IRONBRIDGE 132 33kV S STN | Bulk Supply Point | 33 | Best View | Headroom (MW) | 37.7145 | 37.789 | 37.5588 | 37.1473 | 36.9151 | 36.5181 | 36.2987 | 35.8596 | 35.2903 | 34.624 | 33.8194 | 32.9941 | 31.8554 | 31.0549 | 28.9622 | 23.9391 | 19.4926
Ironbridge & Shrewsbury 132kV | IRONBRIDGE 132 33kV S STN | Bulk Supply Point | 33 | Consumer Transformation | Headroom (MW) | 37.7145 | 37.6401 | 37.3816 | 36.6694 | 36.0522 | 35.2196 | 34.4557 | 33.51 | 32.2458 | 30.7538 | 29.1408 | 27.4223 | 28.0936 | 26.5555 | 20.1089 | 6.5242 | 0
Ironbridge & Shrewsbury 132kV | IRONBRIDGE 132 33kV S STN | Bulk Supply Point | 33 | Falling Short | Headroom (MW) | 37.7145 | 37.9049 | 37.7203 | 37.6551 | 37.6707 | 37.6011 | 37.5508 | 37.3548 | 37.0082 | 36.5118 | 35.8636 | 35.194 | 34.2697 | 33.6743 | 33.1088 | 31.7438 | 31.4589
Ironbridge & Shrewsbury 132kV | IRONBRIDGE 132 33kV S STN | Bulk Supply Point | 33 | Leading the Way | Headroom (MW) | 37.7145 | 37.6308 | 37.357 | 36.5966 | 35.9228 | 35.2241 | 34.5625 | 33.8954 | 32.8918 | 31.9821 | 30.6767 | 29.099 | 29.6657 | 27.7408 | 12.3547 | 0 | 0
Ironbridge & Shrewsbury 132kV | IRONBRIDGE 132 33kV S STN | Bulk Supply Point | 33 | System Transformation | Headroom (MW) | 37.7145 | 37.7373 | 37.6275 | 37.38 | 37.239 | 36.87 | 36.5416 | 35.9857 | 35.1183 | 34.015 | 32.7812 | 31.5959 | 32.6993 | 31.7188 | 25.931 | 23.2335 | 15.584
Bishops Wood 132kV | KENSWICK 66 11kV S STN | Primary Substation | 11 | Best View | Headroom (MW) | 4.1033 | 4.0882 | 4.0379 | 3.9148 | 3.7921 | 3.6494 | 3.4831 | 3.2382 | 2.8539 | 2.2858 | 1.5589 | 0.78788 | 0 | 0 | 0 | 0 | 0
Bishops Wood 132kV | KENSWICK 66 11kV S STN | Primary Substation | 11 | Consumer Transformation | Headroom (MW) | 4.1033 | 4.0903 | 4.0306 | 3.8852 | 3.6315 | 3.2971 | 2.8943 | 2.3639 | 1.4604 | 0.26032 | 0 | 0 | 0 | 0 | 0 | 0 | 0
Bishops Wood 132kV | KENSWICK 66 11kV S STN | Primary Substation | 11 | Falling Short | Headroom (MW) | 4.1033 | 4.119 | 4.1093 | 4.0944 | 4.0711 | 4.0267 | 3.9548 | 3.8053 | 3.5199 | 3.045 | 2.412 | 1.731 | 0.83185 | 0.21093 | 0 | 0 | 0
Bishops Wood 132kV | KENSWICK 66 11kV S STN | Primary Substation | 11 | Leading the Way | Headroom (MW) | 4.1033 | 4.0888 | 4.0266 | 3.8678 | 3.5946 | 3.2898 | 2.9822 | 2.7521 | 2.2052 | 1.613 | 0.60131 | 0 | 0 | 0 | 0 | 0 | 0
Bishops Wood 132kV | KENSWICK 66 11kV S STN | Primary Substation | 11 | System Transformation | Headroom (MW) | 4.1033 | 4.1077 | 4.0789 | 4.0245 | 3.9269 | 3.7687 | 3.5496 | 3.1659 | 2.4168 | 1.3738 | 0.14579 | 0 | 0 | 0 | 0 | 0 | 0
Ironbridge & Shrewsbury 132kV | Ketley 132/33/11kVDUMMY | Primary Substation | 11 | Best View | Headroom (MW) | 33.2944 | 33.2822 | 33.2615 | 33.2146 | 33.1673 | 33.115 | 33.0598 | 33.0029 | 32.9331 | 32.8591 | 32.7764 | 32.6962 | 32.6076 | 32.548 | 32.4176 | 31.9168 | 31.1628
Ironbridge & Shrewsbury 132kV | Ketley 132/33/11kVDUMMY | Primary Substation | 11 | Consumer Transformation | Headroom (MW) | 33.2944 | 33.2622 | 33.2144 | 33.1123 | 33.0042 | 32.8896 | 32.7752 | 32.6505 | 32.5138 | 32.365 | 32.2105 | 32.0769 | 31.8102 | 31.6666 | 30.9356 | 29.8941 | 22.0719
Ironbridge & Shrewsbury 132kV | Ketley 132/33/11kVDUMMY | Primary Substation | 11 | Falling Short | Headroom (MW) | 33.2944 | 33.2804 | 33.2633 | 33.2449 | 33.2235 | 33.1999 | 33.1735 | 33.144 | 33.0999 | 33.043 | 32.9759 | 32.9075 | 32.8242 | 32.772 | 32.7368 | 32.6891 | 32.4988
Ironbridge & Shrewsbury 132kV | Ketley 132/33/11kVDUMMY | Primary Substation | 11 | Leading the Way | Headroom (MW) | 33.2944 | 33.2609 | 33.2117 | 33.1023 | 32.9903 | 32.8773 | 32.7661 | 32.6671 | 32.5482 | 32.4361 | 32.3003 | 32.1573 | 31.9076 | 31.7636 | 30.8493 | 29.6987 | 14.1502
Ironbridge & Shrewsbury 132kV | Ketley 132/33/11kVDUMMY | Primary Substation | 11 | System Transformation | Headroom (MW) | 33.2944 | 33.2755 | 33.2483 | 33.2068 | 33.1547 | 33.0928 | 33.0275 | 32.9528 | 32.8615 | 32.756 | 32.643 | 32.5381 | 32.4218 | 32.355 | 32.1222 | 31.5926 | 30.9012
Ironbridge & Shrewsbury 132kV | KETLEY 132kV S STN | Bulk Supply Point | 11 | Best View | Headroom (MW) | 85.3565 | 84.4619 | 84.1077 | 83.544 | 82.9784 | 78.3461 | 77.6734 | 77.0312 | 76.1208 | 75.1525 | 74.0292 | 72.9052 | 71.648 | 70.8194 | 68.6563 | 62.1041 | 52.1262
Ironbridge & Shrewsbury 132kV | KETLEY 132kV S STN | Bulk Supply Point | 11 | Consumer Transformation | Headroom (MW) | 85.3565 | 84.2245 | 83.5543 | 82.23 | 80.7232 | 79.0434 | 77.3914 | 75.7323 | 73.8154 | 71.7194 | 69.5098 | 67.1043 | 64.6208 | 62.6958 | 52.7392 | 36.6263 | 22.0896
Ironbridge & Shrewsbury 132kV | KETLEY 132kV S STN | Bulk Supply Point | 11 | Falling Short | Headroom (MW) | 85.3565 | 85.2091 | 84.2204 | 84.0731 | 83.8623 | 79.6445 | 79.38 | 79.1091 | 78.6197 | 77.95 | 77.1419 | 76.3159 | 75.2962 | 74.7041 | 74.519 | 73.7056 | 70.8887
Ironbridge & Shrewsbury 132kV | KETLEY 132kV S STN | Bulk Supply Point | 11 | Leading the Way | Headroom (MW) | 85.3565 | 84.2065 | 83.5091 | 82.0778 | 80.504 | 78.9053 | 77.2623 | 74.8156 | 73.0398 | 71.4211 | 69.4526 | 67.2768 | 64.7791 | 62.1037 | 44.1296 | 29.9012 | 14.1615
Ironbridge & Shrewsbury 132kV | KETLEY 132kV S STN | Bulk Supply Point | 11 | System Transformation | Headroom (MW) | 85.3565 | 84.4043 | 84.0115 | 83.5394 | 82.9485 | 82.1657 | 81.3674 | 80.5197 | 79.382 | 78.0533 | 76.6196 | 75.2424 | 73.6495 | 72.7227 | 68.5714 | 59.2796 | 51.1362
Bishops Wood 132kV | Kidderminster 132/33/11kV | Primary Substation | 11 | Best View | Headroom (MW) | 64.8799 | 64.9531 | 64.8575 | 64.5188 | 64.1373 | 63.7332 | 63.325 | 62.9259 | 62.4894 | 62.0516 | 61.5867 | 61.1418 | 60.8264 | 60.5227 | 58.2482 | 54.472 | 49.8169
Bishops Wood 132kV | Kidderminster 132/33/11kV | Primary Substation | 11 | Consumer Transformation | Headroom (MW) | 64.8799 | 64.9545 | 64.8778 | 64.5158 | 64.1031 | 63.6564 | 63.2061 | 62.7405 | 62.2066 | 61.6971 | 61.1659 | 60.634 | 59.3303 | 58.7603 | 55.0493 | 49.5243 | 43.4578
Bishops Wood 132kV | Kidderminster 132/33/11kV | Primary Substation | 11 | Falling Short | Headroom (MW) | 64.8799 | 65.0157 | 65.0304 | 65.0062 | 64.9476 | 64.8706 | 64.7889 | 64.6991 | 64.5713 | 64.436 | 64.2627 | 64.0915 | 63.8785 | 63.7324 | 63.6805 | 63.5099 | 62.7712
Bishops Wood 132kV | Kidderminster 132/33/11kV | Primary Substation | 11 | Leading the Way | Headroom (MW) | 64.8799 | 64.9541 | 64.8675 | 64.4783 | 64.0403 | 63.5983 | 63.1105 | 62.6637 | 62.1416 | 61.6998 | 61.1994 | 60.705 | 59.3666 | 58.7717 | 54.3069 | 48.4438 | 42.016
Bishops Wood 132kV | Kidderminster 132/33/11kV | Primary Substation | 11 | System Transformation | Headroom (MW) | 64.8799 | 65.006 | 65.0103 | 64.8907 | 64.7055 | 64.4682 | 64.2168 | 63.9468 | 63.6004 | 63.2627 | 62.8863 | 62.536 | 62.1325 | 61.8623 | 60.856 | 58.2107 | 54.8351
Bishops Wood 132kV | KIDDERMINSTER 132kV S STN | Bulk Supply Point | 11 | Best View | Headroom (MW) | 20.6601 | 20.3079 | 20.1048 | 19.6967 | 19.2932 | 18.8669 | 18.4169 | 17.863 | 17.1151 | 16.0951 | 14.8659 | 13.587 | 12.0165 | 10.9262 | 9.2044 | 5.0475 | 0.23853
Bishops Wood 132kV | KIDDERMINSTER 132kV S STN | Bulk Supply Point | 11 | Consumer Transformation | Headroom (MW) | 20.6601 | 20.3173 | 20.129 | 19.7193 | 19.1834 | 18.5483 | 17.8427 | 16.9526 | 15.6657 | 14.0446 | 12.21 | 10.3513 | 10.377 | 9.4845 | 4.4196 | 0 | 0
Bishops Wood 132kV | KIDDERMINSTER 132kV S STN | Bulk Supply Point | 11 | Falling Short | Headroom (MW) | 20.6601 | 20.7376 | 20.3464 | 20.2876 | 20.2121 | 20.1039 | 19.9502 | 19.6902 | 19.2273 | 18.4961 | 17.5455 | 16.5319 | 15.2148 | 14.3568 | 14.0737 | 12.56 | 10.4837
Bishops Wood 132kV | KIDDERMINSTER 132kV S STN | Bulk Supply Point | 11 | Leading the Way | Headroom (MW) | 20.6601 | 20.3108 | 20.1168 | 19.672 | 19.1217 | 18.5194 | 17.9333 | 17.4347 | 16.5836 | 15.6972 | 14.3157 | 12.6277 | 12.596 | 11.246 | 1.1087 | 0 | 0
Bishops Wood 132kV | KIDDERMINSTER 132kV S STN | Bulk Supply Point | 11 | System Transformation | Headroom (MW) | 20.6601 | 20.3762 | 20.2672 | 20.1065 | 19.9062 | 19.6146 | 19.2334 | 18.6115 | 17.546 | 16.1054 | 14.4377 | 12.8182 | 13.0252 | 12.4971 | 7.5082 | 3.1433 | 0
Cellarhead 132kV | KINGSLEY HOLT 33 11kV S STN | Primary Substation | 11 | Best View | Headroom (MW) | 11.3619 | 11.3545 | 11.3358 | 11.2625 | 11.1709 | 11.0764 | 10.9655 | 10.8308 | 10.6808 | 10.4933 | 10.2795 | 10.0639 | 9.8139 | 9.6264 | 9.7649 | 8.9039 | 7.9068
Cellarhead 132kV | KINGSLEY HOLT 33 11kV S STN | Primary Substation | 11 | Consumer Transformation | Headroom (MW) | 11.3619 | 11.3556 | 11.3415 | 11.2697 | 11.1464 | 10.9882 | 10.8014 | 10.5762 | 10.2763 | 9.9152 | 9.5148 | 9.1081 | 8.6486 | 8.3301 | 7.1996 | 5.7358 | 4.7717
Cellarhead 132kV | KINGSLEY HOLT 33 11kV S STN | Primary Substation | 11 | Falling Short | Headroom (MW) | 11.3619 | 11.3601 | 11.3601 | 11.3578 | 11.3538 | 11.3487 | 11.3355 | 11.3063 | 11.2487 | 11.151 | 11.0185 | 10.8754 | 10.6914 | 10.5587 | 10.4216 | 10.2038 | 9.8515
Cellarhead 132kV | KINGSLEY HOLT 33 11kV S STN | Primary Substation | 11 | Leading the Way | Headroom (MW) | 11.3619 | 11.3553 | 11.3402 | 11.2602 | 11.1201 | 10.9707 | 10.7981 | 10.6379 | 10.4163 | 10.1993 | 9.8996 | 9.5405 | 9.0881 | 8.7094 | 7.2778 | 6.2343 | 5.042
Cellarhead 132kV | KINGSLEY HOLT 33 11kV S STN | Primary Substation | 11 | System Transformation | Headroom (MW) | 11.3619 | 11.3588 | 11.3559 | 11.3403 | 11.3113 | 11.267 | 11.199 | 11.0847 | 10.9009 | 10.664 | 10.3923 | 10.1306 | 9.8175 | 9.596 | 9.0299 | 8.1593 | 7.6684
Bustleholm 132kV | Kingstanding 132/11kVDummy | Primary Substation | 11 | Best View | Headroom (MW) | 66.8462 | 66.9787 | 66.743 | 66.1986 | 65.6305 | 64.9943 | 64.3307 | 63.6721 | 62.945 | 62.2679 | 61.6107 | 61.0461 | 60.6079 | 60.447 | 58.2649 | 50.7279 | 38.7913
Bustleholm 132kV | Kingstanding 132/11kVDummy | Primary Substation | 11 | Consumer Transformation | Headroom (MW) | 66.8462 | 66.7815 | 66.2948 | 65.1421 | 63.9936 | 62.8714 | 61.8351 | 60.8039 | 59.0849 | 57.9146 | 56.6244 | 55.0781 | 53.7748 | 52.5909 | 44.7242 | 32.2409 | 16.783
Bustleholm 132kV | Kingstanding 132/11kVDummy | Primary Substation | 11 | Falling Short | Headroom (MW) | 66.8462 | 67.039 | 66.9064 | 66.7684 | 66.5779 | 66.381 | 66.1773 | 65.9855 | 65.7393 | 65.4801 | 65.2288 | 65.0125 | 64.7952 | 64.7155 | 65.9312 | 66.536 | 65.0988
Bustleholm 132kV | Kingstanding 132/11kVDummy | Primary Substation | 11 | Leading the Way | Headroom (MW) | 66.8462 | 66.7605 | 66.2485 | 64.9788 | 63.7935 | 62.6462 | 61.5668 | 60.6839 | 58.981 | 57.8568 | 56.574 | 55.249 | 53.8002 | 52.3153 | 42.4293 | 28.3989 | 10.7527
Bustleholm 132kV | Kingstanding 132/11kVDummy | Primary Substation | 11 | System Transformation | Headroom (MW) | 66.8462 | 66.9407 | 66.6754 | 66.2326 | 65.72 | 65.1416 | 64.5765 | 64.0061 | 63.3971 | 62.8096 | 62.2611 | 61.8102 | 61.4018 | 61.2167 | 60.4158 | 54.6827 | 46.6589
Bishops Wood 132kV | KINGTON 66 11kV S STN | Primary Substation | 11 | Best View | Headroom (MW) | 7.8397 | 7.4649 | 7.4012 | 7.3177 | 7.2079 | 7.0882 | 6.9728 | 6.843 | 6.7119 | 6.5625 | 6.4165 | 6.2794 | 6.1747 | 6.08 | 5.7039 | 4.6647 | 1.3394
Bishops Wood 132kV | KINGTON 66 11kV S STN | Primary Substation | 11 | Consumer Transformation | Headroom (MW) | 7.8397 | 7.4333 | 7.3064 | 6.9815 | 5.8109 | 4.573 | 3.3526 | 2.5654 | 1.8605 | 1.1744 | 0.58767 | 0.067434 | 0 | 0 | 0 | 0 | 0
Bishops Wood 132kV | KINGTON 66 11kV S STN | Primary Substation | 11 | Falling Short | Headroom (MW) | 7.8397 | 7.4803 | 7.4369 | 7.3944 | 7.3278 | 7.2575 | 7.1787 | 7.0921 | 6.9857 | 6.8622 | 6.7346 | 6.6084 | 6.5064 | 6.406 | 6.0808 | 5.7001 | 5.0443
Bishops Wood 132kV | KINGTON 66 11kV S STN | Primary Substation | 11 | Leading the Way | Headroom (MW) | 7.8397 | 7.4294 | 7.2992 | 6.9339 | 5.6429 | 4.241 | 2.8305 | 1.914 | 1.0909 | 0.36584 | 0 | 0 | 0 | 0 | 0 | 0 | 0
Bishops Wood 132kV | KINGTON 66 11kV S STN | Primary Substation | 11 | System Transformation | Headroom (MW) | 7.8397 | 7.4632 | 7.3892 | 7.1081 | 6.3487 | 5.4919 | 4.6773 | 4.0846 | 3.5203 | 2.9645 | 2.4559 | 2.0016 | 1.5511 | 1.1194 | 0 | 0 | 0
Bishops Wood 132kV | KINVER 33 11kV S STN | Primary Substation | 11 | Best View | Headroom (MW) | 0 | 0 | 0 | 0 | 0 | 0 | 0 | 0 | 0 | 0 | 0 | 0 | 0 | 0 | 0 | 0 | 0
Bishops Wood 132kV | KINVER 33 11kV S STN | Primary Substation | 11 | Consumer Transformation | Headroom (MW) | 0 | 0 | 0 | 0 | 0 | 0 | 0 | 0 | 0 | 0 | 0 | 0 | 0 | 0 | 0 | 0 | 0
Bishops Wood 132kV | KINVER 33 11kV S STN | Primary Substation | 11 | Falling Short | Headroom (MW) | 0 | 0 | 0 | 0 | 0 | 0 | 0 | 0 | 0 | 0 | 0 | 0 | 0 | 0 | 0 | 0 | 0
Bishops Wood 132kV | KINVER 33 11kV S STN | Primary Substation | 11 | Leading the Way | Headroom (MW) | 0 | 0 | 0 | 0 | 0 | 0 | 0 | 0 | 0 | 0 | 0 | 0 | 0 | 0 | 0 | 0 | 0
Bishops Wood 132kV | KINVER 33 11kV S STN | Primary Substation | 11 | System Transformation | Headroom (MW) | 0 | 0 | 0 | 0 | 0 | 0 | 0 | 0 | 0 | 0 | 0 | 0 | 0 | 0 | 0 | 0 | 0
Lea Marston 132kV | Kitts Green 132/11kVDUMMY | Primary Substation | 11 | Best View | Headroom (MW) | 64.7461 | 64.8469 | 64.7094 | 64.4435 | 64.1594 | 63.8662 | 63.5639 | 63.2817 | 62.9985 | 62.8014 | 62.6383 | 62.5103 | 62.4321 | 62.3505 | 61.3874 | 57.0717 | 49.1094
Lea Marston 132kV | Kitts Green 132/11kVDUMMY | Primary Substation | 11 | Consumer Transformation | Headroom (MW) | 64.7461 | 64.7614 | 64.5105 | 63.9766 | 63.4163 | 62.868 | 62.3622 | 61.8478 | 61.3746 | 60.9945 | 60.664 | 60.3882 | 58.8475 | 58.4645 | 53.5513 | 45.2116 | 34.8764
Lea Marston 132kV | Kitts Green 132/11kVDUMMY | Primary Substation | 11 | Falling Short | Headroom (MW) | 64.7461 | 64.8694 | 64.7754 | 64.6933 | 64.5881 | 64.4805 | 64.3714 | 64.2697 | 64.1529 | 64.0562 | 63.9785 | 63.9216 | 63.8898 | 63.8835 | 64.1326 | 64.501 | 63.7956
Lea Marston 132kV | Kitts Green 132/11kVDUMMY | Primary Substation | 11 | Leading the Way | Headroom (MW) | 64.7461 | 64.7507 | 64.4881 | 63.9025 | 63.3189 | 62.7596 | 62.2041 | 61.6779 | 61.1806 | 60.7789 | 60.4709 | 58.9169 | 58.6081 | 58.0055 | 51.7027 | 42.3442 | 30.0381
Lea Marston 132kV | Kitts Green 132/11kVDUMMY | Primary Substation | 11 | System Transformation | Headroom (MW) | 64.7461 | 64.8289 | 64.6767 | 64.4619 | 64.2047 | 63.9139 | 63.6389 | 63.3747 | 63.1157 | 62.9003 | 62.726 | 62.5987 | 62.5229 | 62.4988 | 61.8604 | 59.0041 | 54.3504
Bishops Wood 132kV | KNIGHTON 66 11kV S STN | Primary Substation | 11 | Best View | Headroom (MW) | 2.3568 | 2.3134 | 2.2543 | 2.133 | 1.9977 | 1.8503 | 1.7023 | 1.5438 | 1.3669 | 1.1598 | 1.1509 | 0.93344 | 0.71135 | 0.49168 | 0 | 0 | 0
Bishops Wood 132kV | KNIGHTON 66 11kV S STN | Primary Substation | 11 | Consumer Transformation | Headroom (MW) | 2.3568 | 2.3131 | 2.2456 | 2.0739 | 1.8073 | 1.4749 | 1.1482 | 0.86437 | 0.60688 | 0.35091 | 0.10713 | 0 | 0 | 0 | 0 | 0 | 0
Bishops Wood 132kV | KNIGHTON 66 11kV S STN | Primary Substation | 11 | Falling Short | Headroom (MW) | 2.3568 | 2.3384 | 2.3136 | 2.2893 | 2.2499 | 2.2012 | 2.1492 | 2.0891 | 2.0125 | 1.9133 | 1.8083 | 1.7019 | 1.6102 | 1.5238 | 1.1848 | 0.89761 | 0.36024
Bishops Wood 132kV | KNIGHTON 66 11kV S STN | Primary Substation | 11 | Leading the Way | Headroom (MW) | 2.3568 | 2.3109 | 2.2393 | 2.0529 | 1.7718 | 1.4375 | 1.0903 | 0.78995 | 0.48246 | 0.22791 | 0 | 0 | 0 | 0 | 0 | 0 | 0
Bishops Wood 132kV | KNIGHTON 66 11kV S STN | Primary Substation | 11 | System Transformation | Headroom (MW) | 2.3568 | 2.3335 | 2.2964 | 2.201 | 2.0865 | 1.951 | 1.8201 | 1.6639 | 1.4866 | 1.3095 | 1.1389 | 0.97261 | 0.79458 | 0.63711 | 0 | 0 | 0
Cellarhead 132kV | KNYPERSLEY 33 11kV S STN | Primary Substation | 11 | Best View | Headroom (MW) | 13.7496 | 13.7731 | 13.7434 | 8.694 | 8.5191 | 8.3275 | 8.1469 | 7.9615 | 7.751 | 7.493 | 7.2238 | 6.9326 | 6.5776 | 6.2965 | 5.3318 | 3.527 | 1.3621
Cellarhead 132kV | KNYPERSLEY 33 11kV S STN | Primary Substation | 11 | Consumer Transformation | Headroom (MW) | 13.7496 | 13.7807 | 13.7645 | 8.7089 | 8.5265 | 8.2995 | 8.083 | 7.8146 | 7.4636 | 7.04 | 6.5835 | 6.0758 | 5.5003 | 5.0569 | 3.015 | 0.24466 | 0
Cellarhead 132kV | KNYPERSLEY 33 11kV S STN | Primary Substation | 11 | Falling Short | Headroom (MW) | 13.7496 | 13.8171 | 13.8549 | 9.0132 | 9.031 | 9.0448 | 9.0529 | 9.0371 | 8.9888 | 8.9088 | 8.8034 | 8.6978 | 8.5272 | 8.4212 | 8.421 | 8.2122 | 7.6497
Cellarhead 132kV | KNYPERSLEY 33 11kV S STN | Primary Substation | 11 | Leading the Way | Headroom (MW) | 13.7496 | 13.7809 | 13.758 | 8.6873 | 8.4985 | 8.3051 | 8.1096 | 7.9113 | 5.8317 | 5.5461 | 5.1431 | 4.6662 | 8.922 | 0.023487 | 0 | 0 | 0
Cellarhead 132kV | KNYPERSLEY 33 11kV S STN | Primary Substation | 11 | System Transformation | Headroom (MW) | 13.7496 | 13.8115 | 13.8423 | 8.9388 | 8.8977 | 8.8102 | 8.7274 | 8.6039 | 8.4098 | 8.1497 | 7.8695 | 7.5988 | 7.2277 | 6.9157 | 6.0498 | 4.5565 | 2.5845
Bustleholm 132kV | Ladywood 132/11kVDUMMY | Primary Substation | 11 | Best View | Headroom (MW) | 94.0279 | 94.289 | 99.6717 | 99.3882 | 99.1279 | 98.8832 | 98.6813 | 98.5064 | 98.4433 | 98.3825 | 98.369 | 98.4337 | 99.284 | 99.37 | 92.2435 | 90.4923 | 86.57
Bustleholm 132kV | Ladywood 132/11kVDUMMY | Primary Substation | 11 | Consumer Transformation | Headroom (MW) | 94.0279 | 94.2033 | 94.1526 | 93.814 | 93.4793 | 93.1827 | 92.999 | 93.5863 | 93.5787 | 93.5693 | 93.566 | 93.4613 | 93.5441 | 93.6429 | 98.2028 | 96.0425 | 93.298
Bustleholm 132kV | Ladywood 132/11kVDUMMY | Primary Substation | 11 | Falling Short | Headroom (MW) | 94.0279 | 94.1978 | 94.1508 | 94.0253 | 93.9299 | 93.8525 | 93.799 | 93.7632 | 93.764 | 93.7589 | 93.7946 | 93.874 | 93.9922 | 94.1473 | 95.6636 | 97.1566 | 97.1281
Bustleholm 132kV | Ladywood 132/11kVDUMMY | Primary Substation | 11 | Leading the Way | Headroom (MW) | 94.0279 | 94.2161 | 99.5022 | 99.1241 | 98.7861 | 98.4721 | 98.229 | 98.0306 | 97.9611 | 97.9091 | 97.9118 | 98.006 | 98.8693 | 98.9277 | 91.113 | 88.8433 | 84.8754
Bustleholm 132kV | Ladywood 132/11kVDUMMY | Primary Substation | 11 | System Transformation | Headroom (MW) | 94.0279 | 94.248 | 94.2589 | 94.0664 | 93.8693 | 93.6645 | 93.5079 | 94.1914 | 94.1331 | 94.0714 | 94.0788 | 94.1743 | 94.3423 | 94.615 | 100.9432 | 95.662 | 93.6525
Ironbridge & Shrewsbury 132kV | LEATON 33 11kV S STN | Primary Substation | 11 | Best View | Headroom (MW) | 2.4477 | 2.3306 | 2.2785 | 2.1878 | 2.0676 | 1.92 | 1.7436 | 1.5085 | 1.1605 | 0.64191 | 0 | 0 | 0 | 0 | 0 | 0 | 0
Ironbridge & Shrewsbury 132kV | LEATON 33 11kV S STN | Primary Substation | 11 | Consumer Transformation | Headroom (MW) | 2.4477 | 2.2823 | 2.1664 | 1.9286 | 1.6071 | 1.2045 | 0.74007 | 0.12335 | 0 | 0 | 0 | 0 | 0 | 0 | 0 | 0 | 0
Ironbridge & Shrewsbury 132kV | LEATON 33 11kV S STN | Primary Substation | 11 | Falling Short | Headroom (MW) | 2.4477 | 2.4901 | 2.3036 | 2.2927 | 2.2491 | 2.1818 | 2.0844 | 1.9203 | 1.6339 | 1.156 | 0.51165 | 0 | 0 | 0 | 0 | 0 | 0
Ironbridge & Shrewsbury 132kV | LEATON 33 11kV S STN | Primary Substation | 11 | Leading the Way | Headroom (MW) | 2.4477 | 2.281 | 2.161 | 1.8991 | 1.5587 | 1.1942 | 0.83073 | 0.51418 | 0 | 0 | 0 | 0 | 0 | 0 | 0 | 0 | 0
Ironbridge & Shrewsbury 132kV | LEATON 33 11kV S STN | Primary Substation | 11 | System Transformation | Headroom (MW) | 2.4477 | 2.3212 | 2.2606 | 2.1699 | 2.0215 | 1.8084 | 1.5329 | 1.0887 | 0.39991 | 0 | 0 | 0 | 0 | 0 | 0 | 0 | 0
Bishops Wood 132kV | LEDBURY 66/11kV | Primary Substation | 11 | Best View | Headroom (MW) | 18.2364 | 18.2417 | 18.2403 | 18.2356 | 17.7649 | 17.7468 | 17.7014 | 17.6276 | 17.5233 | 17.367 | 12.1833 | 4.5946 | 0 | 0 | 0 | 0 | 0
Bishops Wood 132kV | LEDBURY 66/11kV | Primary Substation | 11 | Consumer Transformation | Headroom (MW) | 18.2364 | 18.2396 | 17.7581 | 17.6852 | 17.3032 | 16.8194 | 16.3079 | 15.901 | 15.4481 | 14.9328 | 14.4107 | 11.9846 | 4.0747 | 0 | 0 | 0 | 0
Bishops Wood 132kV | LEDBURY 66/11kV | Primary Substation | 11 | Falling Short | Headroom (MW) | 18.2364 | 18.2424 | 18.2417 | 18.2398 | 18.2366 | 18.2316 | 17.7679 | 17.753 | 17.7021 | 17.5922 | 17.4329 | 17.2563 | 17.0273 | 16.8686 | 16.7072 | 16.4095 | 15.91
Bishops Wood 132kV | LEDBURY 66/11kV | Primary Substation | 11 | Leading the Way | Headroom (MW) | 18.2364 | 18.2398 | 17.7588 | 17.6789 | 17.264 | 16.7422 | 16.1956 | 15.8279 | 13.7003 | 8.537 | 1.2558 | 0 | 0 | 0 | 0 | 0 | 0
Bishops Wood 132kV | LEDBURY 66/11kV | Primary Substation | 11 | System Transformation | Headroom (MW) | 18.2364 | 18.2417 | 18.2385 | 17.7624 | 17.6763 | 17.4511 | 17.1824 | 16.9405 | 16.6409 | 16.2794 | 15.8962 | 15.5448 | 15.1402 | 14.868 | 0 | 0 | 0
Ironbridge & Shrewsbury 132kV | LEEBOTWOOD 33 11kV S STN | Primary Substation | 11 | Best View | Headroom (MW) | 9.894 | 9.8856 | 9.83 | 9.6922 | 9.6412 | 9.572 | 9.5014 | 9.4332 | 9.366 | 9.2995 | 9.2386 | 9.1821 | 9.1327 | 9.0905 | 8.8882 | 8.1658 | 7.263
Ironbridge & Shrewsbury 132kV | LEEBOTWOOD 33 11kV S STN | Primary Substation | 11 | Consumer Transformation | Headroom (MW) | 9.894 | 9.859 | 9.8291 | 9.6816 | 9.5801 | 9.4632 | 9.3514 | 9.2528 | 9.1567 | 9.0652 | 8.9809 | 8.8489 | 8.7019 | 8.5533 | 7.6732 | 6.3931 | 0
Ironbridge & Shrewsbury 132kV | LEEBOTWOOD 33 11kV S STN | Primary Substation | 11 | Falling Short | Headroom (MW) | 9.894 | 9.9044 | 9.8693 | 9.8617 | 9.8458 | 9.8306 | 9.8174 | 9.8081 | 9.8033 | 9.6949 | 9.6892 | 9.6825 | 9.6777 | 9.6737 | 9.6973 | 9.7007 | 9.6169
Ironbridge & Shrewsbury 132kV | LEEBOTWOOD 33 11kV S STN | Primary Substation | 11 | Leading the Way | Headroom (MW) | 9.894 | 9.8578 | 9.8274 | 9.6756 | 9.5654 | 9.4447 | 9.3196 | 9.2115 | 9.1071 | 9.0155 | 8.9299 | 8.8146 | 8.6759 | 8.5258 | 7.4641 | 0 | 0
Ironbridge & Shrewsbury 132kV | LEEBOTWOOD 33 11kV S STN | Primary Substation | 11 | System Transformation | Headroom (MW) | 9.894 | 9.8698 | 9.8546 | 9.8271 | 9.8057 | 9.6808 | 9.6441 | 9.602 | 9.5587 | 9.5163 | 9.4789 | 9.4466 | 9.42 | 9.4 | 9.2324 | 8.7998 | 8.1471
Cellarhead 132kV | LEEK 33 11kV S STN | Primary Substation | 11 | Best View | Headroom (MW) | 15.3213 | 15.3168 | 15.2466 | 15.0587 | 14.8582 | 14.6643 | 14.4597 | 14.2427 | 14.0077 | 13.7555 | 13.4958 | 13.5199 | 13.2368 | 13.0157 | 12.2345 | 11.8618 | 10.1489
Cellarhead 132kV | LEEK 33 11kV S STN | Primary Substation | 11 | Consumer Transformation | Headroom (MW) | 15.3213 | 15.3199 | 15.2601 | 15.0729 | 14.8505 | 14.6119 | 14.3741 | 14.0993 | 13.7628 | 13.3817 | 12.9781 | 12.5426 | 12.0846 | 11.7191 | 10.3907 | 8.1492 | 5.7753
Cellarhead 132kV | LEEK 33 11kV S STN | Primary Substation | 11 | Falling Short | Headroom (MW) | 15.3213 | 15.3368 | 15.328 | 15.3124 | 15.2878 | 15.2628 | 15.2255 | 15.1754 | 15.0978 | 14.9942 | 14.8682 | 14.7387 | 14.5785 | 14.4662 | 14.4165 | 15.2733 | 14.8816
Cellarhead 132kV | LEEK 33 11kV S STN | Primary Substation | 11 | Leading the Way | Headroom (MW) | 15.3213 | 15.3193 | 15.2577 | 15.0527 | 14.8136 | 14.5891 | 15.534 | 15.179 | 14.9172 | 14.6564 | 14.334 | 13.9557 | 13.504 | 13.089 | 11.2884 | 8.9086 | 6.7397
Cellarhead 132kV | LEEK 33 11kV S STN | Primary Substation | 11 | System Transformation | Headroom (MW) | 15.3213 | 15.3313 | 15.3063 | 15.2438 | 15.158 | 15.054 | 14.94 | 14.788 | 14.5824 | 14.3331 | 14.0651 | 13.8074 | 13.5119 | 13.304 | 13.7024 | 12.7237 | 11.2038
Bishops Wood 132kV | LEOMINSTER 66 11kV S STN | Primary Substation | 11 | Best View | Headroom (MW) | 31.2998 | 31.2899 | 31.2056 | 31.1709 | 31.1516 | 31.1003 | 31.0482 | 30.9889 | 30.8989 | 30.8096 | 30.7149 | 30.6575 | 30.6142 | 30.584 | 30.5572 | 30.0005 | 28.9182
Bishops Wood 132kV | LEOMINSTER 66 11kV S STN | Primary Substation | 11 | Consumer Transformation | Headroom (MW) | 31.2998 | 31.2026 | 31.1545 | 31.0006 | 30.5293 | 29.9651 | 29.3963 | 28.9942 | 28.562 | 28.1451 | 26.426 | 22.7558 | 18.8713 | 15.6001 | 0 | 0 | 0
Bishops Wood 132kV | LEOMINSTER 66 11kV S STN | Primary Substation | 11 | Falling Short | Headroom (MW) | 31.2998 | 31.2905 | 31.2097 | 31.1942 | 31.1944 | 31.1839 | 31.1706 | 31.1524 | 31.1175 | 31.0814 | 31.0416 | 31.0073 | 30.9751 | 30.949 | 30.9347 | 30.9178 | 30.6796
Bishops Wood 132kV | LEOMINSTER 66 11kV S STN | Primary Substation | 11 | Leading the Way | Headroom (MW) | 31.2998 | 31.1988 | 31.1441 | 30.9706 | 30.4432 | 29.8135 | 29.142 | 28.672 | 28.1668 | 27.711 | 26.2158 | 22.7456 | 18.7396 | 15.0386 | 0 | 0 | 0
Bishops Wood 132kV | LEOMINSTER 66 11kV S STN | Primary Substation | 11 | System Transformation | Headroom (MW) | 31.2998 | 31.2178 | 31.1993 | 31.1372 | 30.9418 | 30.6411 | 30.3304 | 30.1101 | 29.866 | 29.6351 | 29.4194 | 29.2776 | 29.1452 | 29.0284 | 24.459 | 6.6873 | 0
Rugeley 132kV | Lichfield 132/11kVDUMMY | Primary Substation | 11 | Best View | Headroom (MW) | 60.9515 | 61.1643 | 61.2001 | 61.164 | 60.9854 | 60.696 | 60.3795 | 60.0418 | 59.2293 | 58.349 | 57.2485 | 55.9409 | 54.399 | 53.3408 | 53.5022 | 50.0656 | 41.2258
Rugeley 132kV | Lichfield 132/11kVDUMMY | Primary Substation | 11 | Consumer Transformation | Headroom (MW) | 60.9515 | 61.0045 | 60.8334 | 60.3036 | 58.9857 | 57.3048 | 55.5781 | 53.7838 | 51.4736 | 48.7454 | 45.7709 | 42.5584 | 39.0524 | 38.9207 | 26.899 | 11.1029 | 0
Rugeley 132kV | Lichfield 132/11kVDUMMY | Primary Substation | 11 | Falling Short | Headroom (MW) | 60.9515 | 61.1417 | 61.1591 | 61.2851 | 61.2503 | 61.1525 | 61.0108 | 60.8153 | 60.4618 | 59.8971 | 58.8793 | 57.7539 | 56.3041 | 55.3154 | 57.7932 | 58.3691 | 54.5154
Rugeley 132kV | Lichfield 132/11kVDUMMY | Primary Substation | 11 | Leading the Way | Headroom (MW) | 60.9515 | 61.002 | 60.8077 | 60.254 | 58.8656 | 57.1662 | 55.5247 | 54.184 | 52.5726 | 50.8847 | 48.5245 | 45.6263 | 42.0235 | 41.1379 | 27.5808 | 10.6893 | 0
Rugeley 132kV | Lichfield 132/11kVDUMMY | Primary Substation | 11 | System Transformation | Headroom (MW) | 60.9515 | 61.1184 | 61.1065 | 61.0524 | 60.681 | 60.1213 | 59.1772 | 58.0512 | 56.3629 | 54.2381 | 51.8571 | 49.4489 | 46.6093 | 47.7951 | 44.2027 | 34.6386 | 22.5363
Feckenham 66kV | LONG MARSTON 66 11kV S STN | Primary Substation | 11 | Best View | Headroom (MW) | 14.7247 | 14.7375 | 14.7038 | 14.645 | 14.5709 | 14.47 | 14.3426 | 14.1833 | 8.8119 | 2.498 | 0 | 0 | 0 | 0 | 0 | 0 | 0
Feckenham 66kV | LONG MARSTON 66 11kV S STN | Primary Substation | 11 | Consumer Transformation | Headroom (MW) | 14.7247 | 14.7286 | 14.6829 | 14.5938 | 14.4953 | 14.3569 | 14.1782 | 13.9133 | 13.4807 | 12.9315 | 12.2947 | 11.6653 | 10.9018 | 0 | 0 | 0 | 0
Feckenham 66kV | LONG MARSTON 66 11kV S STN | Primary Substation | 11 | Falling Short | Headroom (MW) | 14.7247 | 14.7452 | 14.7264 | 14.7073 | 14.7169 | 14.7154 | 14.7 | 14.6457 | 14.5145 | 14.2887 | 13.9782 | 13.6416 | 13.1874 | 12.9029 | 12.6903 | 12.1002 | 11.3946
Feckenham 66kV | LONG MARSTON 66 11kV S STN | Primary Substation | 11 | Leading the Way | Headroom (MW) | 14.7247 | 14.729 | 14.6803 | 14.5824 | 14.4824 | 14.3729 | 14.2445 | 6.2755 | 0.38942 | 0 | 0 | 0 | 0 | 0 | 0 | 0 | 0
Feckenham 66kV | LONG MARSTON 66 11kV S STN | Primary Substation | 11 | System Transformation | Headroom (MW) | 14.7247 | 14.7424 | 14.7168 | 14.6797 | 14.6428 | 14.5709 | 14.4603 | 14.261 | 13.8927 | 13.4067 | 12.8319 | 12.2744 | 11.569 | 11.1298 | 0 | 0 | 0
Kitwell 132kV | Longbridge 132/11kVDUMMY | Primary Substation | 11 | Best View | Headroom (MW) | 32.9578 | 33.0272 | 32.7738 | 32.2796 | 31.7962 | 31.3006 | 30.9027 | 27.3308 | 26.3637 | 24.9982 | 23.2434 | 21.3067 | 19.2767 | 17.3545 | 9.6981 | 0 | 0
Kitwell 132kV | Longbridge 132/11kVDUMMY | Primary Substation | 11 | Consumer Transformation | Headroom (MW) | 32.9578 | 32.9291 | 32.5577 | 31.8054 | 31.1497 | 27.2488 | 26.3573 | 24.5549 | 22.3445 | 20.0639 | 17.6938 | 14.9634 | 12.4873 | 10.2234 | 0 | 0 | 0
Kitwell 132kV | Longbridge 132/11kVDUMMY | Primary Substation | 11 | Falling Short | Headroom (MW) | 32.9578 | 33.1085 | 32.9868 | 32.9133 | 32.8163 | 32.7093 | 32.5903 | 32.4491 | 32.2201 | 31.9551 | 31.6701 | 31.4042 | 31.1144 | 30.9535 | 31.0855 | 31.127 | 28.5428
Kitwell 132kV | Longbridge 132/11kVDUMMY | Primary Substation | 11 | Leading the Way | Headroom (MW) | 32.9578 | 32.9178 | 32.5318 | 31.7144 | 31.0676 | 27.1861 | 26.0535 | 24.3536 | 22.2739 | 20.3005 | 18.0743 | 15.6944 | 13.0412 | 10.2772 | 0 | 0 | 0
Kitwell 132kV | Longbridge 132/11kVDUMMY | Primary Substation | 11 | System Transformation | Headroom (MW) | 32.9578 | 33.0438 | 32.8309 | 32.5555 | 32.2386 | 31.8398 | 31.4611 | 31.0862 | 30.7827 | 27.2178 | 26.1437 | 24.9015 | 23.499 | 22.6869 | 18.7672 | 9.4999 | 0
Cellarhead 132kV | Longton 132/33/11kV | Primary Substation | 11 | Best View | Headroom (MW) | 63.3598 | 63.3231 | 63.0777 | 62.5618 | 62.0362 | 61.5115 | 61.0017 | 60.5177 | 59.6232 | 59.1285 | 58.5102 | 57.8888 | 57.2682 | 56.765 | 54.8457 | 51.0246 | 46.4191
Cellarhead 132kV | Longton 132/33/11kV | Primary Substation | 11 | Consumer Transformation | Headroom (MW) | 63.3598 | 63.3343 | 63.112 | 62.5681 | 62.0042 | 61.4173 | 60.8643 | 60.3532 | 59.3852 | 58.7001 | 57.9494 | 57.1018 | 56.3064 | 55.5937 | 51.9108 | 46.4801 | 40.4406
Cellarhead 132kV | Longton 132/33/11kV | Primary Substation | 11 | Falling Short | Headroom (MW) | 63.3598 | 63.4395 | 63.3761 | 63.2968 | 63.2093 | 63.109 | 62.9963 | 62.8732 | 62.7012 | 62.4979 | 62.2699 | 62.0444 | 61.7888 | 61.6161 | 61.5312 | 61.3339 | 60.4451
Cellarhead 132kV | Longton 132/33/11kV | Primary Substation | 11 | Leading the Way | Headroom (MW) | 63.3598 | 63.326 | 63.0948 | 62.503 | 61.9021 | 61.3326 | 60.7466 | 60.2973 | 59.3071 | 58.7218 | 58.0382 | 57.2891 | 56.4863 | 54.8096 | 50.2961 | 44.4562 | 38.1037
Cellarhead 132kV | Longton 132/33/11kV | Primary Substation | 11 | System Transformation | Headroom (MW) | 63.3598 | 63.4022 | 63.2848 | 63.0731 | 62.8225 | 62.5172 | 62.211 | 61.8755 | 61.4591 | 61.0104 | 60.5676 | 60.2787 | 59.4552 | 59.1434 | 57.7517 | 55.1082 | 51.7004
Cellarhead 132kV | LONGTON 33kV S STN | Bulk Supply Point | 11 | Best View | Headroom (MW) | 61.0524 | 61.0524 | 61.0524 | 61.0524 | 61.0524 | 61.0524 | 61.0524 | 61.0524 | 61.0524 | 61.0524 | 61.0524 | 61.0524 | 61.0524 | 61.0524 | 61.0524 | 61.0524 | 61.0524
Cellarhead 132kV | LONGTON 33kV S STN | Bulk Supply Point | 11 | Consumer Transformation | Headroom (MW) | 61.0524 | 61.0524 | 61.0524 | 61.0524 | 61.0524 | 61.0524 | 61.0524 | 61.0524 | 61.0524 | 61.0524 | 61.0524 | 61.0524 | 61.0524 | 61.0524 | 61.0524 | 61.0524 | 61.0524
Cellarhead 132kV | LONGTON 33kV S STN | Bulk Supply Point | 11 | Falling Short | Headroom (MW) | 61.0524 | 61.0524 | 61.0524 | 61.0524 | 61.0524 | 61.0524 | 61.0524 | 61.0524 | 61.0524 | 61.0524 | 61.0524 | 61.0524 | 61.0524 | 61.0524 | 61.0524 | 61.0524 | 61.0524
Cellarhead 132kV | LONGTON 33kV S STN | Bulk Supply Point | 11 | Leading the Way | Headroom (MW) | 61.0524 | 61.0524 | 61.0524 | 61.0524 | 61.0524 | 61.0524 | 61.0524 | 61.0524 | 61.0524 | 61.0524 | 61.0524 | 61.0524 | 61.0524 | 61.0524 | 61.0524 | 61.0524 | 61.0524
Cellarhead 132kV | LONGTON 33kV S STN | Bulk Supply Point | 11 | System Transformation | Headroom (MW) | 61.0524 | 61.0524 | 61.0524 | 61.0524 | 61.0524 | 61.0524 | 61.0524 | 61.0524 | 61.0524 | 61.0524 | 61.0524 | 61.0524 | 61.0524 | 61.0524 | 61.0524 | 61.0524 | 61.0524
Bishops Wood 132kV | LOWER CHADNOR 66 11kV S STN | Primary Substation | 11 | Best View | Headroom (MW) | 7.5949 | 7.5784 | 7.5611 | 7.5367 | 7.5074 | 7.477 | 7.4486 | 7.4238 | 7.4017 | 7.3809 | 7.3659 | 7.3559 | 7.3515 | 7.3515 | 7.3803 | 7.1645 | 1.7782
Bishops Wood 132kV | LOWER CHADNOR 66 11kV S STN | Primary Substation | 11 | Consumer Transformation | Headroom (MW) | 7.5949 | 7.5696 | 7.5333 | 7.4579 | 6.6985 | 5.9212 | 5.1641 | 4.7778 | 4.4416 | 4.1321 | 3.9107 | 3.7733 | 2.5145 | 0.47978 | 0 | 0 | 0
Bishops Wood 132kV | LOWER CHADNOR 66 11kV S STN | Primary Substation | 11 | Falling Short | Headroom (MW) | 7.5949 | 7.5834 | 7.5718 | 7.5587 | 7.5416 | 7.5247 | 7.5069 | 7.4885 | 7.4688 | 7.4526 | 7.4404 | 7.4308 | 7.4239 | 7.4193 | 7.4375 | 7.4457 | 7.3548
Bishops Wood 132kV | LOWER CHADNOR 66 11kV S STN | Primary Substation | 11 | Leading the Way | Headroom (MW) | 7.5949 | 7.569 | 7.5303 | 7.4482 | 6.629 | 5.7124 | 4.8319 | 4.3968 | 4.023 | 3.6942 | 3.4509 | 3.2879 | 1.8059 | 0 | 0 | 0 | 0
Bishops Wood 132kV | LOWER CHADNOR 66 11kV S STN | Primary Substation | 11 | System Transformation | Headroom (MW) | 7.5949 | 7.5778 | 7.5546 | 7.523 | 7.1517 | 6.6907 | 6.2582 | 6.0489 | 5.8775 | 5.7281 | 5.633 | 5.5978 | 5.567 | 5.5431 | 1.4136 | 0 | 0
Bishops Wood 132kV | Ludlow 132/66/33/11kV | Primary Substation | 11 | Best View | Headroom (MW) | 13.5026 | 13.4786 | 13.3799 | 13.2684 | 13.1496 | 13.0248 | 12.9178 | 12.7789 | 12.6345 | 12.4563 | 12.2586 | 12.0478 | 11.7897 | 11.6142 | 11.2167 | 10.2209 | 9.0179
Bishops Wood 132kV | Ludlow 132/66/33/11kV | Primary Substation | 11 | Consumer Transformation | Headroom (MW) | 13.5026 | 13.4319 | 13.3756 | 13.2223 | 13.0392 | 12.8411 | 12.6602 | 12.4353 | 12.1647 | 11.8446 | 11.4999 | 11.1311 | 10.7218 | 10.4198 | 9.2845 | 0 | 0
Bishops Wood 132kV | Ludlow 132/66/33/11kV | Primary Substation | 11 | Falling Short | Headroom (MW) | 13.5026 | 13.5062 | 13.4467 | 13.428 | 13.4016 | 13.3674 | 13.3397 | 13.2828 | 13.2028 | 13.0891 | 12.9452 | 12.7928 | 12.5974 | 12.4753 | 12.4553 | 12.2258 | 11.7982
Bishops Wood 132kV | Ludlow 132/66/33/11kV | Primary Substation | 11 | Leading the Way | Headroom (MW) | 13.5026 | 13.4309 | 13.3714 | 13.2035 | 13.0085 | 12.8149 | 12.6452 | 12.4749 | 12.2589 | 12.0602 | 11.7798 | 11.4457 | 11.0339 | 10.6569 | 8.1799 | 0 | 0
Bishops Wood 132kV | Ludlow 132/66/33/11kV | Primary Substation | 11 | System Transformation | Headroom (MW) | 13.5026 | 13.4527 | 13.4278 | 13.3608 | 13.2746 | 13.1666 | 13.0663 | 12.9097 | 12.7051 | 12.4489 | 12.1667 | 11.8847 | 11.5425 | 11.3235 | 10.6861 | 9.1746 | 7.7603
Bishops Wood 132kV | LUDLOW 132kV S STN | Bulk Supply Point | 11 | Best View | Headroom (MW) | 49.5245 | 49.2818 | 48.2891 | 47.8541 | 47.3908 | 46.826 | 46.241 | 45.5516 | 44.675 | 43.5398 | 42.3603 | 41.0858 | 39.648 | 38.6776 | 36.4939 | 30.7702 | 23.7454
Bishops Wood 132kV | LUDLOW 132kV S STN | Bulk Supply Point | 11 | Consumer Transformation | Headroom (MW) | 49.5245 | 48.4037 | 47.9452 | 46.7974 | 41.6473 | 37.8374 | 34.0078 | 31.2251 | 28.2123 | 24.9421 | 21.7534 | 18.8081 | 15.6905 | 13.0655 | 0 | 0 | 0
Bishops Wood 132kV | LUDLOW 132kV S STN | Bulk Supply Point | 11 | Falling Short | Headroom (MW) | 49.5245 | 49.3521 | 48.453 | 48.2826 | 48.0875 | 47.8412 | 47.5361 | 47.1211 | 46.4855 | 45.5975 | 44.5278 | 43.4179 | 42.1192 | 41.1727 | 39.6219 | 37.4872 | 34.1522
Bishops Wood 132kV | LUDLOW 132kV S STN | Bulk Supply Point | 11 | Leading the Way | Headroom (MW) | 49.5245 | 48.3879 | 47.9034 | 46.6518 | 41.2076 | 37.0476 | 32.8362 | 30.1018 | 27.1566 | 24.4568 | 21.5882 | 18.8035 | 15.5884 | 12.6182 | 0 | 0 | 0
Bishops Wood 132kV | LUDLOW 132kV S STN | Bulk Supply Point | 11 | System Transformation | Headroom (MW) | 49.5245 | 48.542 | 48.2998 | 47.6777 | 45.896 | 43.7272 | 41.5767 | 39.8342 | 37.7476 | 35.3957 | 33 | 30.8623 | 28.459 | 26.6853 | 20.1682 | 8.4693 | 0
Port Ham 132kV | Lydney 33/11kVDUMMY | Primary Substation | 11 | Best View | Headroom (MW) | 9.7418 | 9.7027 | 9.6812 | 9.6361 | 9.6248 | 9.5775 | 9.5514 | 9.5303 | 9.3541 | 9.1744 | 8.9656 | 8.753 | 8.4361 | 8.2184 | 7.3405 | 5.948 | 4.3209
Port Ham 132kV | Lydney 33/11kVDUMMY | Primary Substation | 11 | Consumer Transformation | Headroom (MW) | 9.7418 | 9.7037 | 9.6841 | 9.6412 | 9.6316 | 9.5867 | 9.5644 | 9.5408 | 9.3903 | 9.2537 | 9.0723 | 8.8642 | 8.5621 | 8.3469 | 7.3626 | 5.9599 | 4.3935
Port Ham 132kV | Lydney 33/11kVDUMMY | Primary Substation | 11 | Falling Short | Headroom (MW) | 9.7418 | 9.7122 | 9.7069 | 9.7026 | 9.7261 | 9.7329 | 9.7551 | 9.772 | 9.7823 | 9.7762 | 9.7616 | 9.7479 | 9.7183 | 9.716 | 9.7428 | 9.6611 | 9.5274
Port Ham 132kV | Lydney 33/11kVDUMMY | Primary Substation | 11 | Leading the Way | Headroom (MW) | 9.7418 | 9.704 | 9.684 | 9.6367 | 9.6227 | 9.5875 | 9.5735 | 9.5641 | 9.5353 | 9.3957 | 9.2816 | 9.0865 | 8.8098 | 8.576 | 7.3935 | 5.8441 | 4.4896
Port Ham 132kV | Lydney 33/11kVDUMMY | Primary Substation | 11 | System Transformation | Headroom (MW) | 9.7418 | 9.7105 | 9.7015 | 9.6878 | 9.7063 | 9.6894 | 9.6932 | 9.6947 | 9.6811 | 9.6401 | 9.5968 | 9.5564 | 9.3671 | 9.2706 | 8.8378 | 8.056 | 7.0001
Port Ham 132kV | LYDNEY 33kV S STN | Bulk Supply Point | 11 | Best View | Headroom (MW) | 80.7221 | 80.6921 | 74.3348 | 68.7202 | 64.9796 | 57.9508 | 50.9011 | 42.1731 | 29.9982 | 9.0782 | 0 | 0 | 0 | 0 | 0 | 0 | 0
Port Ham 132kV | LYDNEY 33kV S STN | Bulk Supply Point | 11 | Consumer Transformation | Headroom (MW) | 80.7221 | 79.1974 | 74.8375 | 69.5016 | 65.9256 | 59.3107 | 53.083 | 44.7419 | 33.566 | 14.0534 | 0 | 0 | 0 | 0 | 0 | 0 | 0
Port Ham 132kV | LYDNEY 33kV S STN | Bulk Supply Point | 11 | Falling Short | Headroom (MW) | 80.7221 | 83.8374 | 81.409 | 79.4692 | 82.3545 | 84.87 | 86.1535 | 86.0564 | 85.5327 | 81.4399 | 74.4333 | 66.3555 | 54.7362 | 47.9407 | 38.5625 | 19.1445 | 0
Port Ham 132kV | LYDNEY 33kV S STN | Bulk Supply Point | 11 | Leading the Way | Headroom (MW) | 80.7221 | 79.2677 | 74.5121 | 69.1368 | 65.1218 | 61.8558 | 57.2239 | 52.7188 | 44.3359 | 32.5881 | 15.0108 | 0 | 0 | 0 | 0 | 0 | 0
Port Ham 132kV | LYDNEY 33kV S STN | Bulk Supply Point | 11 | System Transformation | Headroom (MW) | 80.7221 | 80.2798 | 77.7487 | 78.1169 | 80.0623 | 79.0291 | 78.0679 | 74.8082 | 68.9779 | 54.5624 | 38.2252 | 21.4302 | 0.52546 | 0 | 0 | 0 | 0
Penn 132kV | Lye 11kV DUMMY | Primary Substation | 11 | Best View | Headroom (MW) | 20.0447 | 20.0454 | 20.0401 | 20.0307 | 20.0207 | 20.0113 | 19.9925 | 19.9864 | 19.9771 | 19.9691 | 19.9622 | 19.9572 | 19.9562 | 19.9577 | 19.9524 | 15.9098 | 2.1711
Penn 132kV | Lye 11kV DUMMY | Primary Substation | 11 | Consumer Transformation | Headroom (MW) | 20.0447 | 20.0401 | 20.0282 | 19.9916 | 19.9686 | 19.9405 | 19.9134 | 18.2816 | 15.1961 | 12.259 | 9.4276 | 6.1229 | 3.7783 | 1.1194 | 0 | 0 | 0
Penn 132kV | Lye 11kV DUMMY | Primary Substation | 11 | Falling Short | Headroom (MW) | 20.0447 | 20.0469 | 20.0432 | 20.0401 | 20.0357 | 20.031 | 20.0261 | 20.0213 | 20.0155 | 20.01 | 20.0062 | 19.9935 | 19.9902 | 19.9884 | 20.0069 | 20.015 | 19.9823
Penn 132kV | Lye 11kV DUMMY | Primary Substation | 11 | Leading the Way | Headroom (MW) | 20.0447 | 20.0397 | 20.0274 | 19.9903 | 19.9635 | 19.9353 | 19.9054 | 17.4927 | 14.154 | 11.4458 | 8.6342 | 5.8625 | 3.03 | 0.068833 | 0 | 0 | 0
Penn 132kV | Lye 11kV DUMMY | Primary Substation | 11 | System Transformation | Headroom (MW) | 20.0447 | 20.044 | 20.0377 | 20.0276 | 20.0157 | 19.9924 | 19.983 | 19.9689 | 19.9539 | 19.939 | 19.9252 | 19.9135 | 19.905 | 19.9016 | 14.9332 | 3.4424 | 0
Ironbridge & Shrewsbury 132kV | MADELEY 33 11kV S STN | Primary Substation | 11 | Best View | Headroom (MW) | 21.1469 | 21.2415 | 21.1688 | 21.0023 | 20.8466 | 20.6749 | 20.5013 | 20.3214 | 20.121 | 19.9442 | 19.7938 | 19.7028 | 15.8556 | 15.8499 | 15.8558 | 14.6492 | 14.3665
Ironbridge & Shrewsbury 132kV | MADELEY 33 11kV S STN | Primary Substation | 11 | Consumer Transformation | Headroom (MW) | 21.1469 | 21.1616 | 20.9868 | 20.6253 | 20.2789 | 19.9925 | 19.8106 | 15.7624 | 15.6354 | 15.3301 | 14.8744 | 14.2736 | 13.6261 | 13.0979 | 10.3049 | 5.7968 | 0
Ironbridge & Shrewsbury 132kV | MADELEY 33 11kV S STN | Primary Substation | 11 | Falling Short | Headroom (MW) | 21.1469 | 21.2359 | 21.1667 | 21.0893 | 21.0063 | 20.9125 | 20.8128 | 20.6978 | 20.5416 | 20.3531 | 20.1509 | 19.9705 | 19.7963 | 19.7102 | 19.6157 | 19.5222 | 20.8467
Ironbridge & Shrewsbury 132kV | MADELEY 33 11kV S STN | Primary Substation | 11 | Leading the Way | Headroom (MW) | 21.1469 | 21.1566 | 20.9755 | 20.5814 | 20.2251 | 19.9601 | 19.7972 | 15.7639 | 15.6641 | 15.4647 | 15.1139 | 14.6387 | 14.008 | 13.3984 | 9.8206 | 0 | 0
Ironbridge & Shrewsbury 132kV | MADELEY 33 11kV S STN | Primary Substation | 11 | System Transformation | Headroom (MW) | 21.1469 | 21.2133 | 21.1085 | 20.9475 | 20.7553 | 20.5419 | 20.3338 | 20.1169 | 19.9003 | 19.7454 | 15.8141 | 15.7373 | 15.5487 | 15.4116 | 14.7363 | 12.8321 | 12.8632
Bishops Wood 132kV | MADLEY 66 11kV S STN | Primary Substation | 11 | Best View | Headroom (MW) | 18.3049 | 18.3083 | 18.306 | 18.3032 | 18.2999 | 18.2963 | 18.2923 | 18.288 | 18.2838 | 18.2795 | 18.2754 | 18.2717 | 18.2684 | 18.2654 | 18.2527 | 17.1053 | 3.6306
Bishops Wood 132kV | MADLEY 66 11kV S STN | Primary Substation | 11 | Consumer Transformation | Headroom (MW) | 18.3049 | 18.308 | 18.3051 | 18.2998 | 18.2867 | 18.2685 | 18.2455 | 18.2249 | 18.2025 | 16.3041 | 13.924 | 9.6389 | 5.1339 | 0.97957 | 0 | 0 | 0
Bishops Wood 132kV | MADLEY 66 11kV S STN | Primary Substation | 11 | Falling Short | Headroom (MW) | 18.3049 | 18.3084 | 18.3061 | 18.3037 | 18.3011 | 18.2983 | 18.2954 | 18.2925 | 18.2892 | 18.2858 | 18.2824 | 18.279 | 18.2757 | 18.2725 | 18.261 | 18.2464 | 18.2246
Bishops Wood 132kV | MADLEY 66 11kV S STN | Primary Substation | 11 | Leading the Way | Headroom (MW) | 18.3049 | 18.3081 | 18.3051 | 18.2997 | 18.2862 | 18.2659 | 18.2387 | 18.2139 | 17.981 | 16.079 | 12.6527 | 8.4513 | 3.6871 | 0 | 0 | 0 | 0
Bishops Wood 132kV | MADLEY 66 11kV S STN | Primary Substation | 11 | System Transformation | Headroom (MW) | 18.3049 | 18.3083 | 18.3059 | 18.3029 | 18.2973 | 18.2897 | 18.2804 | 18.2719 | 18.2635 | 18.2544 | 18.2459 | 18.2384 | 16.6638 | 15.203 | 2.8861 | 0 | 0
Ironbridge & Shrewsbury 132kV | MALEHURST 33 11kV S STN | Primary Substation | 11 | Best View | Headroom (MW) | 27.7598 | 27.6469 | 27.5907 | 27.4337 | 27.2697 | 27.0977 | 26.9286 | 26.7269 | 26.4446 | 26.0649 | 25.6306 | 25.1845 | 24.6921 | 24.325 | 22.9413 | 21.2569 | 15.8189
Ironbridge & Shrewsbury 132kV | MALEHURST 33 11kV S STN | Primary Substation | 11 | Consumer Transformation | Headroom (MW) | 27.7598 | 27.6877 | 27.5822 | 27.369 | 27.0142 | 26.5698 | 26.1088 | 25.6609 | 25.1555 | 24.5778 | 23.9672 | 23.349 | 22.6848 | 22.1753 | 19.7675 | 10.2693 | 0
Ironbridge & Shrewsbury 132kV | MALEHURST 33 11kV S STN | Primary Substation | 11 | Falling Short | Headroom (MW) | 27.7598 | 27.6959 | 27.703 | 27.6855 | 27.6468 | 27.6012 | 27.5438 | 27.4472 | 27.2724 | 27.0075 | 26.6815 | 26.3365 | 25.939 | 25.6605 | 25.0808 | 24.5059 | 23.6684
Ironbridge & Shrewsbury 132kV | MALEHURST 33 11kV S STN | Primary Substation | 11 | Leading the Way | Headroom (MW) | 27.7598 | 27.6844 | 27.5753 | 27.3511 | 26.98 | 26.5548 | 26.113 | 25.747 | 25.2802 | 24.8681 | 24.3705 | 23.8245 | 23.1731 | 22.6712 | 20.0779 | 8.0775 | 0
Ironbridge & Shrewsbury 132kV | MALEHURST 33 11kV S STN | Primary Substation | 11 | System Transformation | Headroom (MW) | 27.7598 | 27.7207 | 27.6604 | 27.5828 | 27.4846 | 27.3517 | 27.2063 | 26.9742 | 26.6298 | 26.2111 | 25.7548 | 25.309 | 24.8043 | 24.4976 | 23.2237 | 21.7035 | 20.0623
Bishops Wood 132kV | Malvern 132/11kVDUMMY | Primary Substation | 11 | Best View | Headroom (MW) | 33.7167 | 33.6952 | 33.5506 | 33.2668 | 32.9618 | 32.6357 | 32.3022 | 31.9389 | 31.6028 | 31.2425 | 30.8661 | 30.5011 | 30.193 | 29.6705 | 28.1448 | 25.4642 | 21.9585
Bishops Wood 132kV | Malvern 132/11kVDUMMY | Primary Substation | 11 | Consumer Transformation | Headroom (MW) | 33.7167 | 33.6979 | 33.5492 | 33.2251 | 32.8829 | 32.5216 | 32.1717 | 31.7654 | 31.3591 | 30.8686 | 30.3749 | 29.6716 | 29.0373 | 28.4704 | 25.8033 | 22.1838 | 17.966
Bishops Wood 132kV | Malvern 132/11kVDUMMY | Primary Substation | 11 | Falling Short | Headroom (MW) | 33.7167 | 33.764 | 33.7184 | 33.6808 | 33.6247 | 33.5616 | 33.5067 | 33.4318 | 33.3355 | 33.2064 | 33.0607 | 32.9173 | 32.753 | 32.641 | 32.5909 | 32.393 | 31.78
Bishops Wood 132kV | Malvern 132/11kVDUMMY | Primary Substation | 11 | Leading the Way | Headroom (MW) | 33.7167 | 33.6934 | 33.5396 | 33.1869 | 32.8304 | 32.4725 | 32.1068 | 31.7335 | 31.3602 | 30.9582 | 30.5 | 29.8127 | 29.2551 | 28.6118 | 25.3625 | 21.3827 | 17.1194
Bishops Wood 132kV | Malvern 132/11kVDUMMY | Primary Substation | 11 | System Transformation | Headroom (MW) | 33.7167 | 33.7389 | 33.6569 | 33.5384 | 33.3835 | 33.1951 | 33.0116 | 32.7852 | 32.5363 | 32.228 | 31.9031 | 31.5972 | 31.2681 | 31.0346 | 30.2143 | 28.3375 | 25.9613
Cellarhead 132kV | MARKET DRAYTON 33 11kV S STN | Primary Substation | 11 | Best View | Headroom (MW) | 28.5042 | 28.4994 | 28.4029 | 28.2185 | 28.0159 | 27.8096 | 27.6044 | 27.4131 | 27.2679 | 27.0915 | 26.9206 | 26.7632 | 26.6236 | 26.5009 | 26.0568 | 24.4976 | 22.5506
Cellarhead 132kV | MARKET DRAYTON 33 11kV S STN | Primary Substation | 11 | Consumer Transformation | Headroom (MW) | 28.5042 | 28.5007 | 22.2449 | 21.9511 | 21.4391 | 20.9101 | 20.3959 | 20.0149 | 19.6923 | 19.3422 | 19.0173 | 18.6724 | 18.3754 | 18.0654 | 22.7942 | 14.0409 | 0.32094
Cellarhead 132kV | MARKET DRAYTON 33 11kV S STN | Primary Substation | 11 | Falling Short | Headroom (MW) | 28.5042 | 28.5507 | 28.525 | 28.5053 | 28.4658 | 28.4212 | 28.3731 | 28.3291 | 28.2998 | 28.2636 | 28.2301 | 28.2038 | 28.1873 | 28.1777 | 28.2636 | 28.232 | 27.871
Cellarhead 132kV | MARKET DRAYTON 33 11kV S STN | Primary Substation | 11 | Leading the Way | Headroom (MW) | 28.5042 | 28.4968 | 28.3906 | 28.119 | 27.6388 | 27.1398 | 26.6055 | 26.2088 | 25.8577 | 25.5241 | 25.2447 | 24.9878 | 24.7442 | 24.4787 | 22.3565 | 11.4782 | 1.5107
Cellarhead 132kV | MARKET DRAYTON 33 11kV S STN | Primary Substation | 11 | System Transformation | Headroom (MW) | 28.5042 | 28.5339 | 22.3452 | 22.2439 | 22.0768 | 21.8776 | 21.6846 | 21.5246 | 21.4199 | 21.2806 | 21.1502 | 21.0411 | 20.9518 | 20.8776 | 26.7904 | 19.1992 | 17.7452
Port Ham 132kV | MARLE HILL 132 66kV S STN | Bulk Supply Point | 11 | Best View | Headroom (MW) | 63.9366 | 64.5236 | 64.6293 | 63.5142 | 62.0882 | 59.8624 | 57.2738 | 53.8201 | 49.4954 | 43.2132 | 34.7859 | 26.3644 | 16.3585 | 9.1209 | 9.9097 | 0 | 0
Port Ham 132kV | MARLE HILL 132 66kV S STN | Bulk Supply Point | 11 | Consumer Transformation | Headroom (MW) | 63.9366 | 64.0972 | 63.684 | 61.0878 | 58.4034 | 55.1382 | 51.5837 | 46.7209 | 41.2437 | 33.5518 | 24.0031 | 14.2412 | 3.2882 | 0 | 0 | 0 | 0
Port Ham 132kV | MARLE HILL 132 66kV S STN | Bulk Supply Point | 11 | Falling Short | Headroom (MW) | 63.9366 | 65.1886 | 64.9698 | 65.2093 | 65.3567 | 65.3431 | 64.9623 | 63.8006 | 62.2988 | 59.4454 | 55.245 | 50.7793 | 44.8704 | 41.0802 | 37.4534 | 29.9344 | 36.9539
Port Ham 132kV | MARLE HILL 132 66kV S STN | Bulk Supply Point | 11 | Leading the Way | Headroom (MW) | 63.9366 | 64.1301 | 63.6454 | 60.8602 | 58.0004 | 55.2348 | 52.202 | 49.2438 | 45.5086 | 41.338 | 33.9785 | 25.0102 | 13.6089 | 2.967 | 0 | 0 | 0
Port Ham 132kV | MARLE HILL 132 66kV S STN | Bulk Supply Point | 11 | System Transformation | Headroom (MW) | 63.9366 | 64.5453 | 64.7568 | 64.1909 | 63.4697 | 61.8427 | 59.814 | 56.3801 | 52.0896 | 45.4278 | 36.8304 | 28.5934 | 18.7162 | 12.4905 | 16.1675 | 0 | 0
Port ham 132kV | Marle Hill 132/66/11kVDUMMY | Primary Substation | 11 | Best View | Headroom (MW) | 68.5063 | 68.6376 | 68.4542 | 68.1192 | 67.7433 | 67.3025 | 66.8364 | 66.3777 | 65.8475 | 65.2935 | 64.7395 | 64.5011 | 63.9922 | 63.5624 | 57.1866 | 55.7021 | 52.2125
Port ham 132kV | Marle Hill 132/66/11kVDUMMY | Primary Substation | 11 | Consumer Transformation | Headroom (MW) | 68.5063 | 68.5843 | 68.3366 | 67.8212 | 67.2732 | 66.6933 | 66.1056 | 65.5063 | 64.8737 | 64.2525 | 63.6834 | 63.3628 | 62.9934 | 57.1296 | 54.5893 | 50.9743 | 46.3667
Port ham 132kV | Marle Hill 132/66/11kVDUMMY | Primary Substation | 11 | Falling Short | Headroom (MW) | 68.5063 | 68.6582 | 68.5566 | 68.4587 | 68.3323 | 68.1902 | 68.0398 | 67.8876 | 67.7078 | 67.5129 | 67.307 | 67.0978 | 66.8783 | 66.6763 | 66.2225 | 66.0787 | 65.6843
Port ham 132kV | Marle Hill 132/66/11kVDUMMY | Primary Substation | 11 | Leading the Way | Headroom (MW) | 68.5063 | 68.5779 | 68.3151 | 67.7531 | 67.1615 | 66.578 | 65.9573 | 65.3611 | 64.6753 | 64.0608 | 63.4942 | 63.0667 | 57.1087 | 56.957 | 53.9886 | 49.6867 | 44.5402
Port ham 132kV | Marle Hill 132/66/11kVDUMMY | Primary Substation | 11 | System Transformation | Headroom (MW) | 68.5063 | 68.6425 | 68.4875 | 68.2691 | 67.9917 | 67.6539 | 67.2951 | 66.9225 | 66.5011 | 66.065 | 65.628 | 65.5364 | 65.1106 | 64.7375 | 63.148 | 57.3492 | 56.2623
Port Ham 132kV | MEAD LA 33 11kV S STN | Primary Substation | 11 | Best View | Headroom (MW) | 28.007 | 27.9615 | 28.0133 | 27.9918 | 27.923 | 27.8998 | 27.8837 | 27.84 | 27.7545 | 27.5112 | 27.2343 | 26.9565 | 26.6195 | 26.3838 | 24.4372 | 23.2084 | 10.7788
Port Ham 132kV | MEAD LA 33 11kV S STN | Primary Substation | 11 | Consumer Transformation | Headroom (MW) | 28.007 | 27.9628 | 28.0139 | 27.9969 | 27.9323 | 27.9122 | 27.9006 | 27.861 | 27.7844 | 27.5512 | 27.2827 | 27.004 | 26.6704 | 26.4334 | 24.4288 | 23.1961 | 10.6553
Port Ham 132kV | MEAD LA 33 11kV S STN | Primary Substation | 11 | Falling Short | Headroom (MW) | 28.007 | 28.0796 | 27.9952 | 28.035 | 28.0339 | 28.0724 | 28.1069 | 28.1215 | 28.1262 | 28.0964 | 27.8637 | 27.7871 | 27.6376 | 27.5386 | 27.2942 | 26.8983 | 26.4491
Port Ham 132kV | MEAD LA 33 11kV S STN | Primary Substation | 11 | Leading the Way | Headroom (MW) | 28.007 | 27.9658 | 28.0135 | 28.013 | 27.939 | 27.9595 | 28.0493 | 28.0639 | 28.0688 | 27.8209 | 27.6221 | 27.3564 | 25.5614 | 25.2696 | 23.842 | 22.5567 | 9.2343
Port Ham 132kV | MEAD LA 33 11kV S STN | Primary Substation | 11 | System Transformation | Headroom (MW) | 28.007 | 27.9683 | 28.0239 | 28.0445 | 28.0349 | 28.0565 | 28.0822 | 28.0884 | 28.0807 | 27.83 | 27.6283 | 27.4139 | 27.1367 | 26.9709 | 25.5059 | 24.7186 | 23.8022
Cellarhead 132kV | Meaford C 132/33/11kVDUMMY | Primary Substation | 11 | Best View | Headroom (MW) | 18.8692 | 18.8867 | 18.8404 | 18.7812 | 18.8465 | 18.9064 | 18.9461 | 18.9947 | 18.9072 | 18.7936 | 18.6629 | 18.5273 | 18.3734 | 18.276 | 17.7001 | 16.5511 | 14.9405
Cellarhead 132kV | Meaford C 132/33/11kVDUMMY | Primary Substation | 11 | Consumer Transformation | Headroom (MW) | 18.8692 | 18.8671 | 18.797 | 18.6587 | 18.6529 | 18.5864 | 18.5347 | 18.4801 | 18.2651 | 17.6514 | 17.2497 | 16.7268 | 16.1222 | 15.643 | 13.5932 | 10.5166 | 0.31776
Cellarhead 132kV | Meaford C 132/33/11kVDUMMY | Primary Substation | 11 | Falling Short | Headroom (MW) | 18.8692 | 18.8965 | 18.8725 | 18.863 | 18.9373 | 19.0065 | 19.0675 | 19.1124 | 19.0825 | 19.0244 | 18.9449 | 18.8645 | 18.7553 | 18.6962 | 18.6709 | 18.3899 | 17.6705
Cellarhead 132kV | Meaford C 132/33/11kVDUMMY | Primary Substation | 11 | Leading the Way | Headroom (MW) | 18.8692 | 18.8642 | 18.7914 | 18.6436 | 18.63 | 18.6253 | 18.5899 | 18.5776 | 18.3915 | 18.2415 | 17.6563 | 17.2678 | 16.6672 | 16.0708 | 13.3633 | 10.0665 | 1.4958
Cellarhead 132kV | Meaford C 132/33/11kVDUMMY | Primary Substation | 11 | System Transformation | Headroom (MW) | 18.8692 | 18.8869 | 18.8461 | 18.7992 | 18.8758 | 18.8864 | 18.9071 | 18.9253 | 18.7628 | 18.5517 | 18.3296 | 18.1786 | 17.5231 | 17.2584 | 16.2616 | 14.4752 | 12.2058
Cellarhead 132kV | MEAFORD C 132kV S STN | Bulk Supply Point | 11 | Best View | Headroom (MW) | 84.9563 | 84.9852 | 84.6113 | 83.9478 | 83.5307 | 83.0451 | 82.498 | 81.9056 | 80.9598 | 79.6317 | 78.1309 | 76.3247 | 74.0961 | 72.4799 | 65.6252 | 56.8879 | 52.9235
Cellarhead 132kV | MEAFORD C 132kV S STN | Bulk Supply Point | 11 | Consumer Transformation | Headroom (MW) | 84.9563 | 84.8913 | 78.2048 | 76.8836 | 74.7771 | 72.274 | 69.7193 | 67.45 | 64.2761 | 60.4399 | 56.3675 | 52.0723 | 47.2081 | 43.5624 | 33.1239 | 13.9131 | 0.31802
Cellarhead 132kV | MEAFORD C 132kV S STN | Bulk Supply Point | 11 | Falling Short | Headroom (MW) | 84.9563 | 85.1955 | 84.973 | 84.8609 | 84.8833 | 84.8566 | 84.7711 | 84.5609 | 84.0475 | 83.2028 | 82.0717 | 80.8007 | 79.0974 | 77.9582 | 73.7428 | 70.7954 | 72.5888
Cellarhead 132kV | MEAFORD C 132kV S STN | Bulk Supply Point | 11 | Leading the Way | Headroom (MW) | 84.9563 | 84.8766 | 84.3435 | 83.0414 | 80.9018 | 78.5656 | 76.1093 | 74.4616 | 71.9391 | 69.5281 | 66.273 | 62.3699 | 57.4828 | 53.0223 | 31.9149 | 11.3737 | 1.497
Cellarhead 132kV | MEAFORD C 132kV S STN | Bulk Supply Point | 11 | System Transformation | Headroom (MW) | 84.9563 | 85.0498 | 78.6687 | 78.2037 | 77.7827 | 77.0164 | 76.1962 | 75.2166 | 73.3754 | 70.9249 | 68.2147 | 65.4253 | 62.0311 | 59.6591 | 56.2451 | 38.4867 | 30.8078
Port Ham 132kV | MITCHELDEAN 33 11kV S STN | Primary Substation | 11 | Best View | Headroom (MW) | 24.1046 | 24.0403 | 23.9836 | 23.8633 | 23.7397 | 23.5912 | 23.4345 | 23.2494 | 22.8328 | 22.5754 | 22.2113 | 21.8466 | 21.4261 | 21.1315 | 20.1815 | 18.7657 | 10.7562
Port Ham 132kV | MITCHELDEAN 33 11kV S STN | Primary Substation | 11 | Consumer Transformation | Headroom (MW) | 24.1046 | 24.0427 | 23.9901 | 23.8752 | 23.7559 | 23.6142 | 23.4682 | 23.2866 | 23.1166 | 22.6419 | 22.297 | 21.9331 | 21.5205 | 21.2261 | 20.1829 | 18.7572 | 10.633
Port Ham 132kV | MITCHELDEAN 33 11kV S STN | Primary Substation | 11 | Falling Short | Headroom (MW) | 24.1046 | 24.1261 | 24.041 | 24.0242 | 24.0017 | 23.9709 | 23.9359 | 23.878 | 23.7812 | 23.6399 | 23.4611 | 23.2792 | 23.1127 | 22.7805 | 22.6053 | 22.3378 | 21.9748
Port Ham 132kV | MITCHELDEAN 33 11kV S STN | Primary Substation | 11 | Leading the Way | Headroom (MW) | 24.1046 | 24.042 | 23.9876 | 23.8661 | 23.742 | 23.6168 | 23.4925 | 23.3664 | 23.195 | 22.8373 | 22.6434 | 22.3287 | 21.9229 | 21.5694 | 20.2053 | 18.7109 | 9.215
Port Ham 132kV | MITCHELDEAN 33 11kV S STN | Primary Substation | 11 | System Transformation | Headroom (MW) | 24.1046 | 24.0569 | 24.0273 | 23.9835 | 23.9298 | 23.8543 | 23.7686 | 23.6376 | 23.4412 | 23.2039 | 22.798 | 22.5524 | 22.2215 | 22.0214 | 21.4611 | 20.6376 | 19.6431
Port Ham 132kV | Montpellier 132/11kVDUMMY | Primary Substation | 11 | Best View | Headroom (MW) | 65.6822 | 65.7289 | 65.5935 | 65.311 | 65.0139 | 64.6885 | 64.3938 | 64.1239 | 63.8588 | 63.6053 | 63.3731 | 63.1619 | 62.9979 | 62.8507 | 62.0353 | 59.4743 | 55.9099
Port Ham 132kV | Montpellier 132/11kVDUMMY | Primary Substation | 11 | Consumer Transformation | Headroom (MW) | 65.6822 | 65.6656 | 65.4513 | 64.9531 | 64.4636 | 63.9948 | 63.5859 | 63.1757 | 62.8105 | 62.4603 | 62.1349 | 61.7533 | 61.453 | 61.1451 | 58.495 | 54.5709 | 49.8491
Port Ham 132kV | Montpellier 132/11kVDUMMY | Primary Substation | 11 | Falling Short | Headroom (MW) | 65.6822 | 65.7692 | 65.71 | 65.6505 | 65.5682 | 65.484 | 65.4157 | 65.354 | 65.2857 | 65.23 | 65.1925 | 65.1773 | 65.1878 | 65.2224 | 65.6829 | 65.8803 | 65.3674
Port Ham 132kV | Montpellier 132/11kVDUMMY | Primary Substation | 11 | Leading the Way | Headroom (MW) | 65.6822 | 65.6578 | 65.4334 | 64.8898 | 64.3819 | 63.9029 | 63.4541 | 63.0411 | 62.6479 | 62.2827 | 61.9382 | 61.6156 | 61.3037 | 60.9707 | 57.7756 | 53.4485 | 47.8669
Port Ham 132kV | Montpellier 132/11kVDUMMY | Primary Substation | 11 | System Transformation | Headroom (MW) | 65.6822 | 65.7316 | 65.6144 | 65.4235 | 65.2021 | 64.9566 | 64.743 | 64.5424 | 64.3593 | 64.1861 | 64.0427 | 63.9302 | 63.8481 | 63.8039 | 63.197 | 61.7529 | 59.4502
Feckenham 66kV | MORETON 66 11kV S STN | Primary Substation | 11 | Best View | Headroom (MW) | 37.487 | 37.4928 | 37.4421 | 37.3206 | 37.2373 | 36.8491 | 35.812 | 5.2357 | 3.2401 | 0.91853 | 0 | 0 | 0 | 0 | 0 | 0 | 0
Feckenham 66kV | MORETON 66 11kV S STN | Primary Substation | 11 | Consumer Transformation | Headroom (MW) | 37.487 | 37.4611 | 37.3674 | 37.1412 | 36.2074 | 34.713 | 33.0729 | 31.0362 | 28.1626 | 24.6231 | 20.6483 | 15.4792 | 5.2628 | 0 | 0 | 0 | 0
Feckenham 66kV | MORETON 66 11kV S STN | Primary Substation | 11 | Falling Short | Headroom (MW) | 37.487 | 37.5001 | 37.4706 | 37.4373 | 37.4217 | 37.4542 | 37.4093 | 37.3659 | 37.1018 | 35.6725 | 33.8429 | 31.9058 | 29.4067 | 27.7552 | 26.0378 | 22.8852 | 18.4341
Feckenham 66kV | MORETON 66 11kV S STN | Primary Substation | 11 | Leading the Way | Headroom (MW) | 37.487 | 37.4573 | 37.3566 | 37.11 | 35.9708 | 34.6579 | 33.1933 | 2.3075 | 0.14319 | 0 | 0 | 0 | 0 | 0 | 0 | 0 | 0
Feckenham 66kV | MORETON 66 11kV S STN | Primary Substation | 11 | System Transformation | Headroom (MW) | 37.487 | 37.488 | 37.4357 | 37.3472 | 37.2762 | 37.233 | 36.5833 | 35.1981 | 32.9702 | 30.0527 | 26.6973 | 23.4408 | 22.7442 | 20.2748 | 0 | 0 | 0
Iron Acton 132kV | NAISHCOMBE HILL 33 11kV S STN | Primary Substation | 11 | Best View | Headroom (MW) | 9.6228 | 9.5734 | 9.4701 | 9.4416 | 9.4081 | 9.36 | 9.3104 | 9.2469 | 9.1518 | 9.1205 | 9.081 | 9.0242 | 8.852 | 8.7742 | 8.5964 | 7.9835 | 7.1319
Iron Acton 132kV | NAISHCOMBE HILL 33 11kV S STN | Primary Substation | 11 | Consumer Transformation | Headroom (MW) | 9.6228 | 9.4715 | 9.4172 | 9.2948 | 9.1826 | 9.0388 | 8.8807 | 8.6758 | 8.3766 | 8.1049 | 7.8159 | 7.5054 | 7.0832 | 6.8031 | 5.6514 | 0 | 0
Iron Acton 132kV | NAISHCOMBE HILL 33 11kV S STN | Primary Substation | 11 | Falling Short | Headroom (MW) | 9.6228 | 9.5807 | 9.484 | 9.4748 | 9.4571 | 9.428 | 9.3895 | 9.33 | 9.2283 | 9.1295 | 8.9994 | 8.8704 | 8.6933 | 8.6216 | 8.974 | 8.7084 | 8.2271
Iron Acton 132kV | NAISHCOMBE HILL 33 11kV S STN | Primary Substation | 11 | Leading the Way | Headroom (MW) | 9.6228 | 9.47 | 9.4134 | 9.288 | 9.1663 | 9.0369 | 8.9014 | 8.77 | 8.5546 | 8.4343 | 8.2057 | 7.9236 | 7.5399 | 7.2165 | 3.9891 | 0 | 0
Iron Acton 132kV | NAISHCOMBE HILL 33 11kV S STN | Primary Substation | 11 | System Transformation | Headroom (MW) | 9.6228 | 9.486 | 9.4544 | 9.4131 | 9.3648 | 9.2894 | 9.1958 | 9.0524 | 8.8191 | 8.6192 | 8.4049 | 8.1922 | 7.8582 | 7.6829 | 7.1944 | 5.9415 | 4.6009
Nechells 132kV | Nechells West 132/25/11kVDUMMY | Primary Substation | 11 | Best View | Headroom (MW) | 57.3023 | 57.13 | 57.0613 | 56.9505 | 56.8469 | 56.7299 | 56.6049 | 56.4763 | 56.2931 | 56.1195 | 55.9562 | 55.8001 | 58.4691 | 51.8114 | 50.6975 | 48.5839 | 46.0299
Nechells 132kV | Nechells West 132/25/11kVDUMMY | Primary Substation | 11 | Consumer Transformation | Headroom (MW) | 57.3023 | 57.1113 | 57.0215 | 56.8431 | 56.6707 | 56.4736 | 56.2999 | 56.1191 | 55.91 | 55.7275 | 55.5509 | 55.3357 | 58.3616 | 54.8927 | 53.5366 | 51.8583 | 47.7517
Nechells 132kV | Nechells West 132/25/11kVDUMMY | Primary Substation | 11 | Falling Short | Headroom (MW) | 57.3023 | 54.3829 | 54.3461 | 54.3586 | 54.3495 | 54.3357 | 54.317 | 54.2909 | 54.2271 | 54.1715 | 54.1227 | 54.0821 | 54.0498 | 54.0477 | 54.0593 | 57.6324 | 57.2866
Nechells 132kV | Nechells West 132/25/11kVDUMMY | Primary Substation | 11 | Leading the Way | Headroom (MW) | 57.3023 | 57.1097 | 57.016 | 56.8299 | 56.6536 | 56.4759 | 56.293 | 56.1149 | 55.8966 | 55.6925 | 55.499 | 55.3088 | 58.3345 | 51.1615 | 49.1086 | 46.2738 | 43.0484
Nechells 132kV | Nechells West 132/25/11kVDUMMY | Primary Substation | 11 | System Transformation | Headroom (MW) | 57.3023 | 57.1327 | 57.0849 | 57.0478 | 57.0113 | 56.9357 | 56.8745 | 56.8182 | 56.713 | 56.6213 | 56.5423 | 56.439 | 57.0178 | 53.1638 | 52.8234 | 52.2948 | 53.1535
Iron Acton 132kV | NETHERHILLS 33 11kV S STN | Primary Substation | 11 | Best View | Headroom (MW) | 11.5663 | 11.3659 | 11.3694 | 11.3912 | 11.4025 | 11.3961 | 11.384 | 11.3906 | 11.3243 | 11.2442 | 11.0585 | 10.8283 | 10.4957 | 10.2658 | 9.8851 | 9.0036 | 7.9312
Iron Acton 132kV | NETHERHILLS 33 11kV S STN | Primary Substation | 11 | Consumer Transformation | Headroom (MW) | 11.5663 | 11.3554 | 11.3408 | 11.3258 | 11.2442 | 11.1144 | 10.9517 | 10.8049 | 10.5016 | 10.1515 | 9.6904 | 9.1005 | 8.3099 | 7.7515 | 6.3911 | 0 | 0
Iron Acton 132kV | NETHERHILLS 33 11kV S STN | Primary Substation | 11 | Falling Short | Headroom (MW) | 11.5663 | 11.5648 | 11.3648 | 11.3931 | 11.4071 | 11.4132 | 11.414 | 11.4142 | 11.3707 | 11.2754 | 11.0939 | 10.8858 | 10.5888 | 10.3903 | 10.118 | 9.6065 | 8.9067
Iron Acton 132kV | NETHERHILLS 33 11kV S STN | Primary Substation | 11 | Leading the Way | Headroom (MW) | 11.5663 | 11.357 | 11.3447 | 11.3336 | 11.2464 | 11.1397 | 10.998 | 10.9458 | 10.7463 | 10.6075 | 10.2565 | 9.8036 | 9.0184 | 8.5547 | 6.5589 | 0 | 0
Iron Acton 132kV | NETHERHILLS 33 11kV S STN | Primary Substation | 11 | System Transformation | Headroom (MW) | 11.5663 | 11.3651 | 11.3666 | 11.39 | 11.3806 | 11.3261 | 11.242 | 11.1602 | 10.9179 | 10.628 | 10.2253 | 9.7861 | 9.0793 | 8.5871 | 7.4951 | 5.9522 | 3.3668
Cellarhead 132kV | Newcastle 132/11kVDUMMY | Primary Substation | 11 | Best View | Headroom (MW) | 29.67 | 29.676 | 28.2003 | 28.0866 | 28.09 | 28.0139 | 27.9166 | 27.7994 | 27.6682 | 27.5647 | 27.4541 | 27.3451 | 27.2366 | 27.1555 | 26.8857 | 25.9268 | 24.7213
Cellarhead 132kV | Newcastle 132/11kVDUMMY | Primary Substation | 11 | Consumer Transformation | Headroom (MW) | 29.67 | 29.6653 | 28.1462 | 27.9289 | 27.832 | 27.6639 | 27.476 | 27.2434 | 26.9773 | 26.7433 | 26.5566 | 26.2713 | 26.0097 | 25.7708 | 26.0091 | 22.8121 | 20.2366
Cellarhead 132kV | Newcastle 132/11kVDUMMY | Primary Substation | 11 | Falling Short | Headroom (MW) | 29.67 | 29.6798 | 28.2309 | 28.2079 | 28.2655 | 28.2932 | 28.2839 | 28.2562 | 28.2108 | 28.1788 | 28.1306 | 28.0887 | 28.0414 | 28.0139 | 28.0595 | 28.0181 | 27.734
Cellarhead 132kV | Newcastle 132/11kVDUMMY | Primary Substation | 11 | Leading the Way | Headroom (MW) | 29.67 | 29.6678 | 28.1527 | 27.9162 | 27.8127 | 27.6708 | 27.467 | 27.2252 | 26.9528 | 26.7354 | 26.4781 | 26.2326 | 25.9662 | 23.9717 | 22.152 | 19.9696 | 17.2108
Cellarhead 132kV | Newcastle 132/11kVDUMMY | Primary Substation | 11 | System Transformation | Headroom (MW) | 29.67 | 29.6772 | 28.2187 | 28.1396 | 28.1687 | 28.1133 | 28.0298 | 27.9115 | 27.7608 | 27.6389 | 27.5652 | 27.436 | 27.3021 | 27.2034 | 26.7131 | 25.5454 | 24.5143
Cellarhead 132kV | NEWCASTLE 132kV S STN | Bulk Supply Point | 11 | Best View | Headroom (MW) | 48.8648 | 48.8799 | 48.7413 | 48.5106 | 48.2873 | 48.0486 | 47.7688 | 47.4529 | 47.0706 | 46.5816 | 46.026 | 45.4792 | 44.6966 | 44.2719 | 43.1047 | 40.4568 | 37.1857
Cellarhead 132kV | NEWCASTLE 132kV S STN | Bulk Supply Point | 11 | Consumer Transformation | Headroom (MW) | 48.8648 | 48.819 | 48.6027 | 48.1184 | 47.6033 | 47.0419 | 46.4178 | 45.6886 | 44.6107 | 43.4731 | 42.1783 | 40.8261 | 39.3444 | 38.1781 | 33.4509 | 27.132 | 20.1926
Cellarhead 132kV | NEWCASTLE 132kV S STN | Bulk Supply Point | 11 | Falling Short | Headroom (MW) | 48.8648 | 48.9166 | 48.8484 | 48.7799 | 48.7153 | 48.6615 | 48.5398 | 48.3726 | 48.1103 | 47.7396 | 47.2844 | 46.8153 | 46.2259 | 45.8153 | 45.4346 | 44.5139 | 43.0748
Cellarhead 132kV | NEWCASTLE 132kV S STN | Bulk Supply Point | 11 | Leading the Way | Headroom (MW) | 48.8648 | 48.8104 | 48.5816 | 48.0507 | 47.5034 | 46.9891 | 46.3976 | 45.849 | 45.1643 | 44.2844 | 43.2642 | 42.0475 | 40.5358 | 39.0939 | 32.9919 | 26.1188 | 20.5436
Cellarhead 132kV | NEWCASTLE 132kV S STN | Bulk Supply Point | 11 | System Transformation | Headroom (MW) | 48.8648 | 48.8835 | 48.7625 | 48.5718 | 48.3743 | 48.125 | 47.7983 | 47.3519 | 46.6519 | 45.7856 | 44.6971 | 43.8091 | 42.7039 | 41.9151 | 39.5926 | 35.9128 | 31.105
Bishops Wood 132kV | NEWENT 66 11kV S STN | Primary Substation | 11 | Best View | Headroom (MW) | 13.0193 | 12.9868 | 12.9988 | 12.8739 | 12.7631 | 12.6546 | 12.5165 | 12.3294 | 12.0831 | 11.6814 | 11.1771 | 10.6279 | 9.9401 | 9.4461 | 8.4381 | 6.7725 | 4.9482
Bishops Wood 132kV | NEWENT 66 11kV S STN | Primary Substation | 11 | Consumer Transformation | Headroom (MW) | 13.0193 | 12.9873 | 13.0016 | 12.8739 | 12.6829 | 12.4493 | 12.1589 | 11.7968 | 11.2285 | 10.4341 | 9.5272 | 8.6056 | 7.5147 | 6.721 | 0 | 0 | 0
Bishops Wood 132kV | NEWENT 66 11kV S STN | Primary Substation | 11 | Falling Short | Headroom (MW) | 13.0193 | 13.0098 | 13.045 | 13.0268 | 13.0139 | 13.0032 | 12.9582 | 12.8616 | 12.6864 | 12.3726 | 11.9535 | 11.4992 | 10.8981 | 10.4878 | 9.9485 | 9.0413 | 8.0579
Bishops Wood 132kV | NEWENT 66 11kV S STN | Primary Substation | 11 | Leading the Way | Headroom (MW) | 13.0193 | 12.9862 | 12.9947 | 12.8591 | 12.6552 | 12.4615 | 12.2309 | 12.0501 | 11.6923 | 11.2895 | 10.6202 | 9.7734 | 8.6692 | 7.6569 | 0 | 0 | 0
Bishops Wood 132kV | NEWENT 66 11kV S STN | Primary Substation | 11 | System Transformation | Headroom (MW) | 13.0193 | 13.003 | 13.0428 | 12.992 | 12.9296 | 12.838 | 12.693 | 12.437 | 11.976 | 11.2901 | 10.4877 | 9.6877 | 8.7082 | 8.0576 | 6.5651 | 3.5713 | 0
Ironbridge & Shrewsbury 132kV | NEWPORT 33 11kV S STN | Primary Substation | 11 | Best View | Headroom (MW) | 16.7778 | 16.4107 | 16.3612 | 16.2718 | 16.1888 | 16.1037 | 16.0133 | 16.0157 | 15.9293 | 15.8723 | 15.8069 | 15.7588 | 15.7337 | 15.7171 | 15.5875 | 14.6101 | 12.9466
Ironbridge & Shrewsbury 132kV | NEWPORT 33 11kV S STN | Primary Substation | 11 | Consumer Transformation | Headroom (MW) | 16.7778 | 16.3532 | 16.2316 | 15.9769 | 15.6866 | 15.3954 | 15.1334 | 14.9782 | 14.7658 | 14.5707 | 14.369 | 14.1378 | 13.9579 | 13.7701 | 12.4481 | 10.5356 | 8.0999
Ironbridge & Shrewsbury 132kV | NEWPORT 33 11kV S STN | Primary Substation | 11 | Falling Short | Headroom (MW) | 16.7778 | 16.4105 | 16.3746 | 16.3623 | 16.3372 | 16.3121 | 16.2845 | 16.3107 | 16.2952 | 16.2903 | 16.2842 | 16.2884 | 16.3038 | 16.329 | 16.4932 | 16.5818 | 16.2734
Ironbridge & Shrewsbury 132kV | NEWPORT 33 11kV S STN | Primary Substation | 11 | Leading the Way | Headroom (MW) | 16.7778 | 16.3489 | 16.2215 | 15.9458 | 15.6461 | 15.3509 | 15.0604 | 14.8974 | 14.657 | 14.4457 | 14.2424 | 14.0504 | 13.8585 | 13.6544 | 12.0709 | 9.8883 | 6.9573
Ironbridge & Shrewsbury 132kV | NEWPORT 33 11kV S STN | Primary Substation | 11 | System Transformation | Headroom (MW) | 16.7778 | 16.3902 | 16.3234 | 16.2307 | 16.1245 | 15.9979 | 15.8809 | 15.8581 | 15.7638 | 15.6807 | 15.5838 | 15.5034 | 15.4461 | 15.4054 | 15.0443 | 14.1767 | 12.9565
Ocker Hill 132kV | Ocker Hill B 132/33/11kVDUMMY | Primary Substation | 11 | Best View | Headroom (MW) | 31.302 | 31.3709 | 31.2808 | 31.1189 | 31.0225 | 30.8668 | 30.7166 | 30.5771 | 30.4573 | 30.3956 | 30.3547 | 28.8956 | 28.8945 | 28.8508 | 28.2052 | 23.9435 | 17.5174
Ocker Hill 132kV | Ocker Hill B 132/33/11kVDUMMY | Primary Substation | 11 | Consumer Transformation | Headroom (MW) | 31.302 | 31.3282 | 31.1775 | 30.8847 | 30.6611 | 30.4527 | 28.5528 | 27.9806 | 27.0963 | 26.2539 | 25.3467 | 24.2656 | 23.3631 | 22.3688 | 16.4913 | 6.6268 | 0
Ocker Hill 132kV | Ocker Hill B 132/33/11kVDUMMY | Primary Substation | 11 | Falling Short | Headroom (MW) | 31.302 | 31.3982 | 31.3092 | 31.234 | 31.2002 | 31.1265 | 31.0463 | 30.9627 | 30.8738 | 30.8048 | 30.7379 | 30.6801 | 30.6261 | 30.5808 | 30.4928 | 30.3496 | 29.2709
Ocker Hill 132kV | Ocker Hill B 132/33/11kVDUMMY | Primary Substation | 11 | Leading the Way | Headroom (MW) | 31.302 | 31.3253 | 31.1724 | 30.8567 | 30.6141 | 30.4395 | 28.3848 | 27.5775 | 26.445 | 25.5756 | 24.6473 | 23.7655 | 22.8689 | 21.9127 | 14.6257 | 4.4631 | 0
Ocker Hill 132kV | Ocker Hill B 132/33/11kVDUMMY | Primary Substation | 11 | System Transformation | Headroom (MW) | 31.302 | 31.3613 | 31.2673 | 31.1308 | 31.0352 | 30.8635 | 30.6977 | 30.5518 | 30.4326 | 30.3716 | 28.8289 | 28.7041 | 28.5191 | 28.297 | 26.0646 | 21.4427 | 16.0652
Ocker Hill 132kV | OCKER HILL B 132kV S STN | Bulk Supply Point | 11 | Best View | Headroom (MW) | 29.7697 | 29.7697 | 29.7697 | 29.7697 | 29.7697 | 29.7697 | 29.7697 | 29.7697 | 29.7697 | 29.7697 | 29.7697 | 29.7697 | 29.7697 | 29.7697 | 29.7697 | 29.7697 | 24.0272
Ocker Hill 132kV | OCKER HILL B 132kV S STN | Bulk Supply Point | 11 | Consumer Transformation | Headroom (MW) | 29.7697 | 29.7697 | 29.7697 | 29.7697 | 29.7697 | 29.7697 | 29.7697 | 29.7697 | 29.7697 | 29.7697 | 29.7697 | 29.7697 | 29.7697 | 29.7697 | 20.569 | 0 | 0
Ocker Hill 132kV | OCKER HILL B 132kV S STN | Bulk Supply Point | 11 | Falling Short | Headroom (MW) | 29.7697 | 29.7697 | 29.7697 | 29.7697 | 29.7697 | 29.7697 | 29.7697 | 29.7697 | 29.7697 | 29.7697 | 29.7697 | 29.7697 | 29.7697 | 29.7697 | 29.7697 | 29.7697 | 29.7697
Ocker Hill 132kV | OCKER HILL B 132kV S STN | Bulk Supply Point | 11 | Leading the Way | Headroom (MW) | 29.7697 | 29.7697 | 29.7697 | 29.7697 | 29.7697 | 29.7697 | 29.7697 | 29.7697 | 29.7697 | 29.7697 | 29.7697 | 29.7697 | 29.7697 | 29.7697 | 14.0215 | 0 | 0
Ocker Hill 132kV | OCKER HILL B 132kV S STN | Bulk Supply Point | 11 | System Transformation | Headroom (MW) | 29.7697 | 29.7697 | 29.7697 | 29.7697 | 29.7697 | 29.7697 | 29.7697 | 29.7697 | 29.7697 | 29.7697 | 29.7697 | 29.7697 | 29.7697 | 29.7697 | 29.7697 | 29.7697 | 18.9433
Oldbury 132kV | Oldbury B 11kV | Primary Substation | 11 | Best View | Headroom (MW) | 32.2125 | 31.8523 | 31.7802 | 21.1064 | 20.9657 | 20.8198 | 20.6717 | 20.5501 | 20.4129 | 20.2771 | 20.154 | 20.0377 | 19.9487 | 19.8688 | 19.7301 | 18.1498 | 26.7634
Oldbury 132kV | Oldbury B 11kV | Primary Substation | 11 | Consumer Transformation | Headroom (MW) | 32.2125 | 31.8202 | 31.7088 | 20.9222 | 20.6691 | 20.4179 | 20.1742 | 19.9399 | 19.7077 | 19.4862 | 19.2743 | 19.027 | 18.8274 | 18.6192 | 17.5231 | 15.1353 | 23.1004
Oldbury 132kV | Oldbury B 11kV | Primary Substation | 11 | Falling Short | Headroom (MW) | 32.2125 | 32.211 | 31.801 | 21.2085 | 21.1388 | 21.0662 | 20.9906 | 20.9152 | 20.8394 | 20.7711 | 20.709 | 20.6566 | 20.6135 | 20.5784 | 20.5932 | 20.5573 | 20.2218
Oldbury 132kV | Oldbury B 11kV | Primary Substation | 11 | Leading the Way | Headroom (MW) | 32.2125 | 31.8154 | 31.6995 | 20.8945 | 20.6217 | 20.3807 | 20.0975 | 19.8135 | 19.5467 | 19.3325 | 19.1301 | 18.9806 | 18.8352 | 18.6753 | 16.6783 | 9.0633 | 6.4733
Oldbury 132kV | Oldbury B 11kV | Primary Substation | 11 | System Transformation | Headroom (MW) | 32.2125 | 31.8405 | 31.7655 | 21.116 | 20.9858 | 20.8424 | 20.6973 | 20.5506 | 20.4161 | 20.2865 | 20.1706 | 20.0735 | 19.9927 | 19.9324 | 19.6829 | 18.2116 | 17.0092
Oldbury 132kV | Oldbury B 132kV | Bulk Supply Point | 11 | Best View | Headroom (MW) | 55.5405 | 54.2197 | 53.9846 | 17.7372 | 17.2496 | 16.7436 | 16.23 | 15.8088 | 15.3334 | 14.8625 | 14.4361 | 14.0335 | 13.7258 | 13.4496 | 12.9788 | 7.4816 | 37.4827
Oldbury 132kV | Oldbury B 132kV | Bulk Supply Point | 11 | Consumer Transformation | Headroom (MW) | 55.5405 | 54.1038 | 53.7248 | 17.0955 | 16.2162 | 15.3434 | 14.4968 | 13.6829 | 12.8761 | 12.1064 | 11.3703 | 10.5111 | 9.8176 | 9.0943 | 5.2842 | 0 | 24.7403
Oldbury 132kV | Oldbury B 132kV | Bulk Supply Point | 11 | Falling Short | Headroom (MW) | 55.5405 | 55.4994 | 54.06 | 18.0931 | 17.8527 | 17.6022 | 17.3411 | 17.0809 | 16.8191 | 16.5835 | 16.3696 | 16.1896 | 16.042 | 15.9222 | 15.9858 | 15.8731 | 14.7165
Oldbury 132kV | Oldbury B 132kV | Bulk Supply Point | 11 | Leading the Way | Headroom (MW) | 55.5405 | 54.0863 | 53.6908 | 16.9993 | 16.0511 | 15.2138 | 14.2297 | 13.2425 | 12.315 | 11.5707 | 10.8679 | 10.3493 | 9.8446 | 9.2896 | 2.3373 | 0 | 0
Oldbury 132kV | Oldbury B 132kV | Bulk Supply Point | 11 | System Transformation | Headroom (MW) | 55.5405 | 54.1773 | 53.9313 | 17.7706 | 17.3196 | 16.8224 | 16.3193 | 15.8106 | 15.3446 | 14.8952 | 14.4941 | 14.158 | 13.879 | 13.6712 | 12.8142 | 7.6971 | 3.5145
Iron Acton 132kV | OXBRIDGE 33 11kV S STN | Primary Substation | 11 | Best View | Headroom (MW) | 18.3895 | 18.4191 | 18.1826 | 18.0965 | 17.9972 | 17.8826 | 17.7687 | 17.6311 | 17.4408 | 17.165 | 16.8192 | 16.4639 | 15.9985 | 15.6804 | 14.8222 | 13.3753 | 11.6459
Iron Acton 132kV | OXBRIDGE 33 11kV S STN | Primary Substation | 11 | Consumer Transformation | Headroom (MW) | 18.3895 | 18.1955 | 18.0782 | 17.8243 | 17.5706 | 17.2771 | 16.9567 | 16.5425 | 15.9535 | 15.2309 | 14.3777 | 13.532 | 12.5755 | 11.8661 | 9.3582 | 0 | 0
Iron Acton 132kV | OXBRIDGE 33 11kV S STN | Primary Substation | 11 | Falling Short | Headroom (MW) | 18.3895 | 18.432 | 18.2099 | 18.1689 | 18.1139 | 18.0481 | 17.9666 | 17.8459 | 17.6461 | 17.3506 | 16.9763 | 16.5854 | 16.0841 | 15.7505 | 15.4057 | 14.7322 | 13.8096
Iron Acton 132kV | OXBRIDGE 33 11kV S STN | Primary Substation | 11 | Leading the Way | Headroom (MW) | 18.3895 | 18.1928 | 18.0709 | 17.7948 | 17.5284 | 17.2632 | 16.9878 | 16.722 | 16.299 | 15.8744 | 15.2515 | 14.4599 | 13.4935 | 12.6011 | 9.2399 | 0 | 0
Iron Acton 132kV | OXBRIDGE 33 11kV S STN | Primary Substation | 11 | System Transformation | Headroom (MW) | 18.3895 | 18.2322 | 18.1648 | 18.0603 | 17.9391 | 17.7784 | 17.5865 | 17.3017 | 16.8451 | 16.245 | 15.5602 | 14.8559 | 14.0919 | 13.5832 | 12.2219 | 10.1043 | 7.4185
Penn 132kV | PATTINGHAM 33 11kV S STN | Primary Substation | 11 | Best View | Headroom (MW) | 18.583 | 18.5701 | 18.4952 | 18.3264 | 18.058 | 17.6662 | 17.254 | 16.8045 | 16.1073 | 15.257 | 14.1546 | 12.2836 | 9.5161 | 7.4582 | 1.3484 | 0 | 0
Penn 132kV | PATTINGHAM 33 11kV S STN | Primary Substation | 11 | Consumer Transformation | Headroom (MW) | 18.583 | 18.5737 | 18.5031 | 18.3419 | 18.0705 | 17.6602 | 17.1893 | 16.5764 | 15.7481 | 14.6593 | 13.4251 | 11.1484 | 8.458 | 6.6855 | 0.88397 | 0 | 0
Penn 132kV | PATTINGHAM 33 11kV S STN | Primary Substation | 11 | Falling Short | Headroom (MW) | 18.583 | 18.6106 | 18.592 | 18.575 | 18.547 | 18.4921 | 18.3973 | 18.1996 | 17.8056 | 17.161 | 16.2952 | 15.3647 | 14.1315 | 13.3852 | 12.496 | 11.5745 | 10.5223
Penn 132kV | PATTINGHAM 33 11kV S STN | Primary Substation | 11 | Leading the Way | Headroom (MW) | 18.583 | 18.5726 | 18.4991 | 18.3273 | 18.0561 | 17.6895 | 17.3394 | 17.0707 | 16.5412 | 15.9906 | 15.0833 | 13.9597 | 11.2859 | 9.04 | 0 | 0 | 0
Penn 132kV | PATTINGHAM 33 11kV S STN | Primary Substation | 11 | System Transformation | Headroom (MW) | 18.583 | 18.5951 | 18.5568 | 18.4956 | 18.4248 | 18.2875 | 18.0733 | 17.6185 | 16.9135 | 15.9316 | 14.7741 | 13.6418 | 12.2134 | 10.9188 | 7.8385 | 2.8646 | 0
Bustleholm 132kV | Perry Barr 132/11kVDUMMY | Primary Substation | 11 | Best View | Headroom (MW) | 35.8146 | 36.4368 | 36.434 | 35.674 | 34.8561 | 33.9753 | 33.0179 | 32.0582 | 31.1211 | 30.5376 | 28.871 | 28.1884 | 27.5583 | 26.9658 | 23.6011 | 15.2716 | 3.1003
Bustleholm 132kV | Perry Barr 132/11kVDUMMY | Primary Substation | 11 | Consumer Transformation | Headroom (MW) | 35.8146 | 36.227 | 35.9988 | 34.7356 | 33.4427 | 32.145 | 31.0063 | 28.9918 | 27.9561 | 26.8309 | 25.7209 | 24.38 | 23.342 | 22.2721 | 14.5058 | 2.7803 | 0
Bustleholm 132kV | Perry Barr 132/11kVDUMMY | Primary Substation | 11 | Falling Short | Headroom (MW) | 35.8146 | 36.4086 | 36.4644 | 36.2972 | 36.1031 | 35.8991 | 35.6877 | 35.489 | 35.2265 | 35 | 34.8195 | 34.6789 | 34.5874 | 34.533 | 34.8965 | 35.3969 | 33.7174
Bustleholm 132kV | Perry Barr 132/11kVDUMMY | Primary Substation | 11 | Leading the Way | Headroom (MW) | 35.8146 | 36.2369 | 35.9783 | 34.6171 | 33.2698 | 31.9724 | 30.7689 | 28.7214 | 27.4535 | 26.2456 | 25.0723 | 23.9463 | 22.85 | 21.6664 | 12.2881 | 0 | 0
Bustleholm 132kV | Perry Barr 132/11kVDUMMY | Primary Substation | 11 | System Transformation | Headroom (MW) | 35.8146 | 36.3995 | 36.4297 | 35.9425 | 35.3655 | 34.6759 | 34.0174 | 33.3722 | 32.7282 | 32.1635 | 31.6779 | 31.3032 | 31.032 | 30.8807 | 28.5035 | 23.5266 | 16.3702
Feckenham 66kV | PERSHORE 66 11kV S STN | Primary Substation | 11 | Best View | Headroom (MW) | 16.12 | 15.9803 | 15.9648 | 15.8699 | 15.6796 | 15.5256 | 12.2567 | 12.1085 | 11.929 | 11.6917 | 11.4105 | 7.1912 | 0 | 0 | 0 | 0 | 0
Feckenham 66kV | PERSHORE 66 11kV S STN | Primary Substation | 11 | Consumer Transformation | Headroom (MW) | 16.12 | 15.9624 | 15.922 | 15.7489 | 15.5016 | 15.258 | 14.9935 | 14.7348 | 14.458 | 14.0894 | 13.698 | 13.3004 | 6.3775 | 0 | 0 | 0 | 0
Feckenham 66kV | PERSHORE 66 11kV S STN | Primary Substation | 11 | Falling Short | Headroom (MW) | 16.12 | 15.992 | 15.9938 | 15.9681 | 15.9327 | 15.913 | 15.8645 | 15.8007 | 15.7165 | 15.579 | 15.4083 | 15.2312 | 15.0058 | 14.8636 | 14.7386 | 14.5299 | 16.6125
Feckenham 66kV | PERSHORE 66 11kV S STN | Primary Substation | 11 | Leading the Way | Headroom (MW) | 16.12 | 15.9591 | 15.9141 | 15.7293 | 15.4541 | 15.2253 | 11.8946 | 11.7091 | 11.4879 | 11.2366 | 1.9655 | 0 | 0 | 0 | 0 | 0 | 0
Feckenham 66kV | PERSHORE 66 11kV S STN | Primary Substation | 11 | System Transformation | Headroom (MW) | 16.12 | 15.9819 | 15.9761 | 15.9071 | 15.7814 | 15.6536 | 15.4965 | 15.3271 | 15.1474 | 14.8782 | 14.5872 | 14.3199 | 14.0107 | 13.8272 | 0 | 0 | 0
Bishops Wood 132kV | PETERCHURCH 66 11kV S STN | Primary Substation | 11 | Best View | Headroom (MW) | 18.3902 | 18.3878 | 18.3868 | 18.3849 | 18.382 | 18.3782 | 18.3747 | 18.3709 | 18.3662 | 18.3598 | 18.3536 | 18.3479 | 18.3452 | 18.3422 | 18.325 | 18.2402 | 4.2157
Bishops Wood 132kV | PETERCHURCH 66 11kV S STN | Primary Substation | 11 | Consumer Transformation | Headroom (MW) | 18.3902 | 18.3861 | 18.3821 | 18.3698 | 18.2507 | 18.0514 | 17.7948 | 17.622 | 17.4622 | 17.3079 | 16.1681 | 11.1923 | 5.9613 | 1.1374 | 0 | 0 | 0
Bishops Wood 132kV | PETERCHURCH 66 11kV S STN | Primary Substation | 11 | Falling Short | Headroom (MW) | 18.3902 | 18.3886 | 18.3884 | 18.3885 | 18.3878 | 18.3868 | 18.3857 | 18.3843 | 18.3811 | 18.3762 | 18.3707 | 18.365 | 18.3615 | 18.3579 | 18.3498 | 18.3428 | 18.295
Bishops Wood 132kV | PETERCHURCH 66 11kV S STN | Primary Substation | 11 | Leading the Way | Headroom (MW) | 18.3902 | 18.386 | 18.3816 | 18.3679 | 18.2375 | 18.0012 | 17.6931 | 17.4975 | 17.3064 | 17.138 | 14.6919 | 9.8133 | 4.2813 | 0 | 0 | 0 | 0
Bishops Wood 132kV | PETERCHURCH 66 11kV S STN | Primary Substation | 11 | System Transformation | Headroom (MW) | 18.3902 | 18.3878 | 18.3865 | 18.3832 | 18.3402 | 18.2662 | 18.1769 | 18.1191 | 18.0612 | 18.0064 | 17.9646 | 17.9385 | 17.9166 | 17.8984 | 3.3512 | 0 | 0
Bishops Wood 132kV | PONTRILAS 66 11kV S STN | Primary Substation | 11 | Best View | Headroom (MW) | 10.7527 | 10.7686 | 10.7398 | 10.7024 | 10.6489 | 10.5627 | 10.4348 | 10.1705 | 9.6643 | 8.7947 | 7.6359 | 6.3874 | 4.7841 | 3.6518 | 1.8374 | 0 | 0
Bishops Wood 132kV | PONTRILAS 66 11kV S STN | Primary Substation | 11 | Consumer Transformation | Headroom (MW) | 10.7527 | 10.7515 | 10.6946 | 10.5445 | 10.2704 | 9.8021 | 9.1909 | 8.3025 | 6.7372 | 4.6236 | 2.1506 | 0 | 0 | 0 | 0 | 0 | 0
Bishops Wood 132kV | PONTRILAS 66 11kV S STN | Primary Substation | 11 | Falling Short | Headroom (MW) | 10.7527 | 10.7762 | 10.7573 | 10.7368 | 10.7049 | 10.6416 | 10.5256 | 10.2727 | 9.7679 | 8.9016 | 7.7417 | 6.4862 | 4.8676 | 3.7112 | 1.9232 | 0 | 0
Bishops Wood 132kV | PONTRILAS 66 11kV S STN | Primary Substation | 11 | Leading the Way | Headroom (MW) | 10.7527 | 10.7532 | 10.6957 | 10.5239 | 10.2292 | 9.84 | 9.4195 | 9.0505 | 8.0863 | 7.0717 | 5.2803 | 2.9952 | 0 | 0 | 0 | 0 | 0
Bishops Wood 132kV | PONTRILAS 66 11kV S STN | Primary Substation | 11 | System Transformation | Headroom (MW) | 10.7527 | 10.7695 | 10.7372 | 10.604 | 10.4257 | 10.1649 | 9.7835 | 9.0466 | 7.6058 | 5.6207 | 3.2727 | 0.94147 | 0 | 0 | 0 | 0 | 0
Bishops Wood 132kV | PRESTEIGNE 66 11kV S STN | Primary Substation | 11 | Best View | Headroom (MW) | 17.523 | 17.5246 | 17.0772 | 17.0272 | 16.9707 | 16.9115 | 16.8518 | 16.7853 | 16.2891 | 15.611 | 15.0716 | 14.2997 | 13.4979 | 12.8089 | 10.0913 | 6.0805 | 1.2906
Bishops Wood 132kV | PRESTEIGNE 66 11kV S STN | Primary Substation | 11 | Consumer Transformation | Headroom (MW) | 17.523 | 17.1036 | 17.0596 | 16.9721 | 15.873 | 13.624 | 11.3757 | 9.7678 | 8.1948 | 6.5293 | 4.9496 | 3.4264 | 1.825 | 0.34821 | 0 | 0 | 0
Bishops Wood 132kV | PRESTEIGNE 66 11kV S STN | Primary Substation | 11 | Falling Short | Headroom (MW) | 17.523 | 17.5316 | 17.0954 | 17.0745 | 17.0471 | 17.0187 | 16.9891 | 16.9526 | 16.9083 | 16.8508 | 16.3858 | 15.7714 | 15.1387 | 14.6163 | 13.2077 | 11.5723 | 9.2593
Bishops Wood 132kV | PRESTEIGNE 66 11kV S STN | Primary Substation | 11 | Leading the Way | Headroom (MW) | 17.523 | 17.1038 | 17.0583 | 16.9674 | 15.636 | 13.1735 | 10.7067 | 9.0536 | 7.4098 | 5.9659 | 4.4977 | 3.0042 | 1.3107 | 0 | 0 | 0 | 0
Bishops Wood 132kV | PRESTEIGNE 66 11kV S STN | Primary Substation | 11 | System Transformation | Headroom (MW) | 17.523 | 17.1128 | 17.0844 | 17.045 | 16.9969 | 15.7298 | 14.4061 | 13.3127 | 12.0972 | 10.7846 | 9.4921 | 8.282 | 6.9593 | 5.8727 | 1.0259 | 0 | 0
Ironbridge & Shrewsbury 132kV | PRIESTWESTON 33 11kV S STN | Primary Substation | 11 | Best View | Headroom (MW) | 11.555 | 11.5348 | 11.5258 | 11.5083 | 11.4864 | 11.4619 | 11.4334 | 11.3904 | 11.3223 | 11.2112 | 11.0631 | 10.8947 | 10.6856 | 10.5325 | 10.1058 | 9.584 | 8.9392
Ironbridge & Shrewsbury 132kV | PRIESTWESTON 33 11kV S STN | Primary Substation | 11 | Consumer Transformation | Headroom (MW) | 11.555 | 11.5344 | 11.5242 | 11.4993 | 11.4479 | 11.3659 | 11.2641 | 11.1408 | 10.9852 | 10.7815 | 10.5453 | 10.2974 | 10.0077 | 9.8092 | 9.0477 | 8.2681 | 0
Ironbridge & Shrewsbury 132kV | PRIESTWESTON 33 11kV S STN | Primary Substation | 11 | Falling Short | Headroom (MW) | 11.555 | 11.5395 | 11.5376 | 11.5359 | 11.5307 | 11.524 | 11.5143 | 11.4937 | 11.4526 | 11.3767 | 11.2671 | 11.1372 | 10.9673 | 10.8462 | 10.602 | 10.3544 | 10.0294
Ironbridge & Shrewsbury 132kV | PRIESTWESTON 33 11kV S STN | Primary Substation | 11 | Leading the Way | Headroom (MW) | 11.555 | 11.5345 | 11.5238 | 11.4979 | 11.4447 | 11.3701 | 11.2822 | 11.201 | 11.076 | 10.9573 | 10.7864 | 10.577 | 10.3044 | 10.1103 | 9.3049 | 8.1007 | 0
Ironbridge & Shrewsbury 132kV | PRIESTWESTON 33 11kV S STN | Primary Substation | 11 | System Transformation | Headroom (MW) | 11.555 | 11.5377 | 11.5324 | 11.5239 | 11.5119 | 11.4936 | 11.467 | 11.4113 | 11.3186 | 11.1839 | 11.016 | 10.8391 | 10.6205 | 10.4956 | 10.0828 | 9.5755 | 9.0207
Port Ham 132kV | PRINCESS ROYAL 33 11kV S STN | Primary Substation | 11 | Best View | Headroom (MW) | 11.628 | 11.6339 | 11.5284 | 11.3755 | 11.2791 | 11.0577 | 10.8185 | 10.5615 | 10.2687 | 9.8663 | 9.5968 | 9.2495 | 8.876 | 8.605 | 7.4994 | 5.7457 | 3.694
Port Ham 132kV | PRINCESS ROYAL 33 11kV S STN | Primary Substation | 11 | Consumer Transformation | Headroom (MW) | 11.628 | 11.6396 | 11.5451 | 11.4061 | 11.3213 | 11.1158 | 10.9017 | 10.6594 | 10.391 | 10.157 | 9.7925 | 9.4698 | 9.1251 | 8.8662 | 7.5785 | 5.8065 | 3.8493
Port Ham 132kV | PRINCESS ROYAL 33 11kV S STN | Primary Substation | 11 | Falling Short | Headroom (MW) | 11.628 | 11.6759 | 11.6478 | 11.6801 | 11.7307 | 11.7016 | 11.6602 | 11.6074 | 11.524 | 11.4258 | 11.3064 | 11.1717 | 10.9969 | 10.8928 | 10.8235 | 10.7032 | 10.3462
Port Ham 132kV | PRINCESS ROYAL 33 11kV S STN | Primary Substation | 11 | Leading the Way | Headroom (MW) | 11.628 | 11.637 | 11.5384 | 11.3929 | 11.3029 | 11.1089 | 10.9025 | 10.7046 | 10.4668 | 10.2807 | 10.1156 | 9.6826 | 9.3404 | 9.0393 | 7.4481 | 5.5491 | 3.4877
Port Ham 132kV | PRINCESS ROYAL 33 11kV S STN | Primary Substation | 11 | System Transformation | Headroom (MW) | 11.628 | 11.6656 | 11.6125 | 11.5989 | 11.6268 | 11.5252 | 11.4074 | 11.2637 | 11.083 | 10.906 | 10.722 | 10.5114 | 10.2819 | 10.1736 | 9.6125 | 8.7753 | 7.6907
Bishops Wood 132kV | QUATT 33 11kV S STN | Primary Substation | 11 | Best View | Headroom (MW) | 0 | 0 | 0 | 0 | 0 | 0 | 0 | 0 | 0 | 0 | 0 | 0 | 0 | 0 | 0 | 0 | 0
Bishops Wood 132kV | QUATT 33 11kV S STN | Primary Substation | 11 | Consumer Transformation | Headroom (MW) | 0 | 0 | 0 | 0 | 0 | 0 | 0 | 0 | 0 | 0 | 0 | 0 | 0 | 0 | 0 | 0 | 0
Bishops Wood 132kV | QUATT 33 11kV S STN | Primary Substation | 11 | Falling Short | Headroom (MW) | 0 | 0 | 0 | 0 | 0 | 0 | 0 | 0 | 0 | 0 | 0 | 0 | 0 | 0 | 0 | 0 | 0
Bishops Wood 132kV | QUATT 33 11kV S STN | Primary Substation | 11 | Leading the Way | Headroom (MW) | 0 | 0 | 0 | 0 | 0 | 0 | 0 | 0 | 0 | 0 | 0 | 0 | 0 | 0 | 0 | 0 | 0
Bishops Wood 132kV | QUATT 33 11kV S STN | Primary Substation | 11 | System Transformation | Headroom (MW) | 0 | 0 | 0 | 0 | 0 | 0 | 0 | 0 | 0 | 0 | 0 | 0 | 0 | 0 | 0 | 0 | 0
Bishops Wood 132kV | REDDITCH NORTH 66 11kV S STN | Primary Substation | 11 | Best View | Headroom (MW) | 11.9287 | 11.9363 | 11.8995 | 11.8089 | 11.719 | 11.6336 | 11.5384 | 11.441 | 11.326 | 11.2189 | 11.0937 | 10.9589 | 10.8124 | 10.6815 | 19.0824 | 18.4534 | 8.4363
Bishops Wood 132kV | REDDITCH NORTH 66 11kV S STN | Primary Substation | 11 | Consumer Transformation | Headroom (MW) | 11.9287 | 11.9196 | 11.8625 | 11.7136 | 11.561 | 11.4085 | 11.2483 | 11.069 | 10.8829 | 10.6926 | 10.4936 | 10.2723 | 10.0574 | 9.8535 | 17.8889 | 16.5474 | 15.0957
Bishops Wood 132kV | REDDITCH NORTH 66 11kV S STN | Primary Substation | 11 | Falling Short | Headroom (MW) | 11.9287 | 11.9474 | 11.9342 | 11.9147 | 9.4419 | 9.4178 | 9.387 | 9.3485 | 9.2945 | 9.2263 | 9.1468 | 9.0659 | 8.9693 | 8.9044 | 8.8711 | 8.8035 | 8.5544
Bishops Wood 132kV | REDDITCH NORTH 66 11kV S STN | Primary Substation | 11 | Leading the Way | Headroom (MW) | 11.9287 | 11.9179 | 11.8582 | 11.6961 | 11.5377 | 11.3871 | 11.2164 | 11.0458 | 10.8608 | 10.6873 | 10.489 | 10.2693 | 18.9283 | 18.7375 | 17.663 | 2.3604 | 0.7843
Bishops Wood 132kV | REDDITCH NORTH 66 11kV S STN | Primary Substation | 11 | System Transformation | Headroom (MW) | 11.9287 | 11.9385 | 11.9116 | 11.8544 | 11.7868 | 11.7098 | 11.6226 | 11.5194 | 11.3959 | 11.2594 | 11.1161 | 10.9812 | 10.8328 | 10.7383 | 19.1271 | 18.6442 | 8.7096
Feckenham 66kV | REDDITCH SOUTH 66 11kV S STN | Primary Substation | 11 | Best View | Headroom (MW) | 49.3228 | 49.2962 | 49.2008 | 49.0201 | 48.7926 | 48.5324 | 48.2423 | 47.9404 | 47.554 | 47.1468 | 46.7288 | 46.3999 | 46.0649 | 45.8755 | 45.4005 | 43.6198 | 41.3451
Feckenham 66kV | REDDITCH SOUTH 66 11kV S STN | Primary Substation | 11 | Consumer Transformation | Headroom (MW) | 49.3228 | 49.2264 | 49.0404 | 48.6082 | 48.1207 | 47.5965 | 47.0682 | 46.4978 | 45.8683 | 45.2841 | 44.408 | 43.7542 | 43.0805 | 42.4646 | 39.5181 | 35.7571 | 31.5199
Feckenham 66kV | REDDITCH SOUTH 66 11kV S STN | Primary Substation | 11 | Falling Short | Headroom (MW) | 49.3228 | 49.3827 | 49.2545 | 49.1899 | 49.1243 | 49.0513 | 48.9716 | 48.883 | 48.7609 | 48.6057 | 48.4213 | 48.2295 | 48.0049 | 47.8519 | 47.8491 | 47.8184 | 47.151
Feckenham 66kV | REDDITCH SOUTH 66 11kV S STN | Primary Substation | 11 | Leading the Way | Headroom (MW) | 49.3228 | 49.2205 | 49.0283 | 48.5539 | 48.0388 | 47.5133 | 46.9304 | 46.3522 | 45.6918 | 45.1913 | 44.2514 | 43.5893 | 42.87 | 42.1823 | 38.9312 | 34.9124 | 30.2953
Feckenham 66kV | REDDITCH SOUTH 66 11kV S STN | Primary Substation | 11 | System Transformation | Headroom (MW) | 49.3228 | 49.2847 | 49.1871 | 49.0204 | 48.8119 | 48.5554 | 48.2851 | 47.9771 | 47.6012 | 47.2069 | 46.7926 | 46.4168 | 46.0197 | 45.7521 | 44.4456 | 42.7448 | 40.4017
Kitwell 132kV | Rednal 132/11kV | Primary Substation | 11 | Best View | Headroom (MW) | 30.3373 | 30.3639 | 30.3663 | 30.3249 | 30.2851 | 30.244 | 30.2 | 30.1573 | 30.1026 | 30.0509 | 29.6198 | 28.4093 | 26.9771 | 25.5864 | 20.0084 | 11.3444 | 2.5367
Kitwell 132kV | Rednal 132/11kV | Primary Substation | 11 | Consumer Transformation | Headroom (MW) | 30.3373 | 30.3617 | 30.3655 | 30.3244 | 30.2846 | 30.2408 | 30.1994 | 30.1537 | 30.0992 | 30.043 | 29.5122 | 28.2276 | 26.9505 | 25.827 | 20.0921 | 11.2917 | 0
Kitwell 132kV | Rednal 132/11kV | Primary Substation | 11 | Falling Short | Headroom (MW) | 30.3373 | 30.3668 | 30.3775 | 30.3756 | 30.3724 | 30.3685 | 30.3639 | 30.3566 | 30.3419 | 30.3221 | 30.2988 | 30.2756 | 30.2466 | 30.2294 | 30.2381 | 30.2336 | 30.2098
Kitwell 132kV | Rednal 132/11kV | Primary Substation | 11 | Leading the Way | Headroom (MW) | 30.3373 | 30.3631 | 30.3652 | 30.321 | 30.2793 | 30.238 | 30.1947 | 30.1547 | 30.1059 | 30.0606 | 30.015 | 28.8809 | 27.5372 | 26.1303 | 18.7722 | 9.2724 | 0
Kitwell 132kV | Rednal 132/11kV | Primary Substation | 11 | System Transformation | Headroom (MW) | 30.3373 | 30.3679 | 30.3803 | 30.3668 | 30.352 | 30.3304 | 30.3087 | 30.2825 | 30.2425 | 30.1966 | 30.1484 | 30.1047 | 30.0571 | 30.0321 | 28.6357 | 24.2792 | 19.3799
Bishops Wood 132kV | ROSS ON WYE 66 11kV S STN | Primary Substation | 11 | Best View | Headroom (MW) | 19.4558 | 19.4587 | 19.3978 | 19.3029 | 19.1857 | 19.0569 | 18.9222 | 18.7596 | 18.5744 | 18.3464 | 18.138 | 17.7561 | 17.4638 | 17.2773 | 17.0677 | 15.8691 | 14.2728
Bishops Wood 132kV | ROSS ON WYE 66 11kV S STN | Primary Substation | 11 | Consumer Transformation | Headroom (MW) | 19.4558 | 19.4135 | 19.2693 | 18.9401 | 18.1498 | 17.1671 | 16.2873 | 15.6054 | 14.8925 | 14.1325 | 13.394 | 12.6857 | 11.9514 | 11.3759 | 0 | 0 | 0
Bishops Wood 132kV | ROSS ON WYE 66 11kV S STN | Primary Substation | 11 | Falling Short | Headroom (MW) | 19.4558 | 19.4764 | 19.439 | 19.3965 | 19.3456 | 19.2867 | 19.2136 | 19.1173 | 18.9705 | 18.7681 | 18.5288 | 18.2903 | 17.8672 | 17.7263 | 17.6181 | 17.3618 | 16.6992
Bishops Wood 132kV | ROSS ON WYE 66 11kV S STN | Primary Substation | 11 | Leading the Way | Headroom (MW) | 19.4558 | 19.4086 | 19.2606 | 18.9071 | 17.8644 | 16.9945 | 16.0334 | 15.3823 | 14.7103 | 14.1035 | 13.4457 | 12.7847 | 12.0336 | 11.3486 | 0 | 0 | 0
Bishops Wood 132kV | ROSS ON WYE 66 11kV S STN | Primary Substation | 11 | System Transformation | Headroom (MW) | 19.4558 | 19.4575 | 19.3824 | 19.2618 | 18.8538 | 18.3719 | 17.8023 | 17.4414 | 17.0029 | 16.508 | 16.0143 | 15.5827 | 15.0997 | 14.7982 | 13.7834 | 4.3749 | 0
Port Ham 132kV | ROTOL 33 11kV S STN | Primary Substation | 11 | Best View | Headroom (MW) | 36.6262 | 37.3537 | 33.0245 | 33.1955 | 33.3676 | 33.1861 | 33.1851 | 32.7737 | 32.2794 | 31.5859 | 30.8674 | 30.0677 | 29.1786 | 28.5418 | 26.444 | 22.9389 | 18.7181
Port Ham 132kV | ROTOL 33 11kV S STN | Primary Substation | 11 | Consumer Transformation | Headroom (MW) | 36.6262 | 37.312 | 32.928 | 32.9533 | 32.9839 | 32.6806 | 32.573 | 32.0634 | 31.3819 | 30.6312 | 29.8181 | 28.8537 | 27.8295 | 27.0597 | 23.8255 | 19.585 | 14.9011
Port Ham 132kV | ROTOL 33 11kV S STN | Primary Substation | 11 | Falling Short | Headroom (MW) | 36.6262 | 37.2567 | 32.7558 | 33.1536 | 33.503 | 33.7023 | 34.0197 | 34.0565 | 34.063 | 33.9696 | 33.8155 | 33.6197 | 33.3189 | 33.1003 | 32.8244 | 32.2967 | 31.1459
Port Ham 132kV | ROTOL 33 11kV S STN | Primary Substation | 11 | Leading the Way | Headroom (MW) | 36.6262 | 37.3646 | 32.9539 | 33.0259 | 33.0527 | 32.8424 | 32.7516 | 32.2824 | 31.6355 | 31.0311 | 30.2618 | 29.2896 | 28.1841 | 27.268 | 23.4617 | 19.0923 | 14.4147
Port Ham 132kV | ROTOL 33 11kV S STN | Primary Substation | 11 | System Transformation | Headroom (MW) | 36.6262 | 37.3771 | 33.0871 | 33.3935 | 33.6862 | 33.6239 | 33.7462 | 33.4523 | 33.0769 | 32.5416 | 32.0292 | 31.2687 | 30.5069 | 30.0291 | 28.4415 | 25.9607 | 23.1585
Ironbridge & Shrewsbury 132kV | ROUSHILL 33 11kV S STN | Primary Substation | 11 | Best View | Headroom (MW) | 33.9102 | 33.9154 | 33.8087 | 33.6118 | 33.415 | 33.2241 | 33.0391 | 32.8694 | 32.7031 | 32.5401 | 32.3934 | 32.2613 | 32.1492 | 32.0575 | 31.5576 | 30.3487 | 23.936
Ironbridge & Shrewsbury 132kV | ROUSHILL 33 11kV S STN | Primary Substation | 11 | Consumer Transformation | Headroom (MW) | 33.9102 | 33.915 | 33.7848 | 33.4811 | 33.1844 | 32.8976 | 32.6325 | 32.3733 | 32.1351 | 31.9004 | 31.6748 | 31.4167 | 31.2006 | 30.9774 | 24.0388 | 7.8013 | 0
Ironbridge & Shrewsbury 132kV | ROUSHILL 33 11kV S STN | Primary Substation | 11 | Falling Short | Headroom (MW) | 33.9102 | 33.9659 | 33.9282 | 33.8868 | 33.8283 | 33.7693 | 33.7092 | 33.6541 | 33.5952 | 33.5396 | 33.4953 | 33.4609 | 33.4399 | 33.4318 | 33.5473 | 33.5547 | 33.2064
Ironbridge & Shrewsbury 132kV | ROUSHILL 33 11kV S STN | Primary Substation | 11 | Leading the Way | Headroom (MW) | 33.9102 | 33.9109 | 33.7756 | 33.4481 | 33.1411 | 32.8505 | 32.5673 | 32.3031 | 32.0487 | 31.8069 | 31.5756 | 31.3566 | 31.1354 | 30.8952 | 22.3671 | 5.9287 | 0
Ironbridge & Shrewsbury 132kV | ROUSHILL 33 11kV S STN | Primary Substation | 11 | System Transformation | Headroom (MW) | 33.9102 | 33.9465 | 33.8735 | 33.7519 | 33.6136 | 33.4603 | 33.3131 | 33.1749 | 33.043 | 32.9154 | 32.8008 | 32.7039 | 32.6241 | 32.5611 | 32.0758 | 29.5914 | 18.5543
Ironbridge & Shrewsbury 132kV | ROWTON 33 11kV S STN | Primary Substation | 11 | Best View | Headroom (MW) | 4.3768 | 4.3741 | 4.3525 | 4.3165 | 4.2764 | 4.2325 | 4.1834 | 4.1138 | 4.007 | 3.8414 | 3.6336 | 3.4112 | 3.1453 | 2.9629 | 2.2219 | 1.606 | 1.0045
Ironbridge & Shrewsbury 132kV | ROWTON 33 11kV S STN | Primary Substation | 11 | Consumer Transformation | Headroom (MW) | 4.3768 | 4.3736 | 4.3485 | 4.2984 | 4.2042 | 4.0617 | 3.8994 | 3.7201 | 3.4978 | 3.218 | 2.9046 | 2.5913 | 2.2288 | 1.9823 | 0.85471 | 0 | 0
Ironbridge & Shrewsbury 132kV | ROWTON 33 11kV S STN | Primary Substation | 11 | Falling Short | Headroom (MW) | 4.3768 | 4.3835 | 4.3741 | 4.3643 | 4.3495 | 4.3299 | 4.3016 | 4.2513 | 4.159 | 4.0106 | 3.8181 | 3.6089 | 3.355 | 3.1815 | 2.8577 | 2.5173 | 2.1298
Ironbridge & Shrewsbury 132kV | ROWTON 33 11kV S STN | Primary Substation | 11 | Leading the Way | Headroom (MW) | 4.3768 | 4.3739 | 4.3483 | 4.296 | 4.1976 | 4.072 | 3.9388 | 3.8233 | 3.6518 | 3.4939 | 3.2612 | 2.9843 | 2.6305 | 2.3687 | 1.1489 | 0.19948 | 0
Ironbridge & Shrewsbury 132kV | ROWTON 33 11kV S STN | Primary Substation | 11 | System Transformation | Headroom (MW) | 4.3768 | 4.3807 | 4.3663 | 4.3456 | 4.3185 | 4.2777 | 4.2217 | 4.1119 | 3.9379 | 3.7085 | 3.4465 | 3.1853 | 2.8744 | 2.6936 | 2.0233 | 1.3714 | 0.70376
Rugeley 132kV | RUGELEY TOWN 132 11kV S STN | Primary Substation | 11 | Best View | Headroom (MW) | 32.6617 | 32.7049 | 32.6012 | 32.4276 | 32.1755 | 31.8973 | 31.6081 | 31.2495 | 30.7826 | 30.1971 | 29.3329 | 28.3839 | 27.2447 | 26.4539 | 24.8098 | 20.5171 | 14.6672
Rugeley 132kV | RUGELEY TOWN 132 11kV S STN | Primary Substation | 11 | Consumer Transformation | Headroom (MW) | 32.6617 | 32.6126 | 32.3909 | 31.906 | 31.3275 | 30.6674 | 30.0306 | 28.9417 | 27.4609 | 25.6721 | 23.7017 | 21.6909 | 19.4559 | 17.6826 | 10.6434 | 0.62982 | 0
Rugeley 132kV | RUGELEY TOWN 132 11kV S STN | Primary Substation | 11 | Falling Short | Headroom (MW) | 32.6617 | 32.7125 | 32.6453 | 32.6182 | 32.5153 | 32.3937 | 32.2557 | 32.0475 | 31.7145 | 31.21 | 30.5784 | 29.8881 | 28.7824 | 28.0178 | 27.3554 | 25.8433 | 23.3867
Rugeley 132kV | RUGELEY TOWN 132 11kV S STN | Primary Substation | 11 | Leading the Way | Headroom (MW) | 32.6617 | 32.6052 | 32.3791 | 31.8577 | 31.2492 | 30.6322 | 30.0465 | 29.2973 | 28.1604 | 27.1028 | 25.5786 | 23.6708 | 21.277 | 18.9853 | 9.7022 | 0 | 0
Rugeley 132kV | RUGELEY TOWN 132 11kV S STN | Primary Substation | 11 | System Transformation | Headroom (MW) | 32.6617 | 32.686 | 32.5702 | 32.4265 | 32.1619 | 31.809 | 31.426 | 30.8776 | 29.9652 | 28.5003 | 26.821 | 25.2411 | 23.3592 | 22.0781 | 18.3989 | 12.3675 | 4.5861
Bustleholm 132kV | Rushall 132/11kVDUMMY | Primary Substation | 11 | Best View | Headroom (MW) | 32.4353 | 32.4459 | 32.3436 | 32.134 | 31.9139 | 31.6648 | 31.4064 | 31.1628 | 30.8718 | 30.5973 | 30.3256 | 29.6584 | 29.389 | 29.0863 | 27.9952 | 23.7396 | 20.4348
Bustleholm 132kV | Rushall 132/11kVDUMMY | Primary Substation | 11 | Consumer Transformation | Headroom (MW) | 32.4353 | 32.3671 | 32.1621 | 31.7029 | 31.2201 | 30.7331 | 30.3122 | 29.4137 | 28.6599 | 27.8752 | 27.0359 | 26.0643 | 25.1656 | 24.3455 | 19.75 | 12.4204 | 6.5369
Bustleholm 132kV | Rushall 132/11kVDUMMY | Primary Substation | 11 | Falling Short | Headroom (MW) | 32.4353 | 32.4472 | 32.3769 | 32.3008 | 32.2027 | 32.0963 | 31.9831 | 31.8679 | 31.7293 | 31.5961 | 31.4493 | 31.3137 | 31.1726 | 31.0786 | 31.1279 | 31.0848 | 31.5785
Bustleholm 132kV | Rushall 132/11kVDUMMY | Primary Substation | 11 | Leading the Way | Headroom (MW) | 32.4353 | 32.3621 | 32.15 | 31.6521 | 31.1371 | 30.6668 | 30.2446 | 29.2197 | 28.4135 | 27.7057 | 26.9173 | 26.107 | 25.197 | 24.3127 | 18.5632 | 10.8512 | 4.0405
Bustleholm 132kV | Rushall 132/11kVDUMMY | Primary Substation | 11 | System Transformation | Headroom (MW) | 32.4353 | 32.4212 | 32.3031 | 32.1173 | 31.8867 | 31.6217 | 31.3589 | 31.0788 | 30.7976 | 30.5324 | 30.2853 | 29.6481 | 29.3601 | 29.0984 | 27.4791 | 24.0794 | 21.8045
Iron Acton 132kV | Ryeford 132/33/11kVDUMMY | Primary Substation | 11 | Best View | Headroom (MW) | 18.7847 | 18.7075 | 18.7007 | 18.693 | 18.6855 | 17.3098 | 17.3135 | 17.3136 | 17.3131 | 17.3089 | 17.2962 | 17.2782 | 17.238 | 17.2109 | 17.1258 | 16.8456 | 16.3963
Iron Acton 132kV | Ryeford 132/33/11kVDUMMY | Primary Substation | 11 | Consumer Transformation | Headroom (MW) | 18.7847 | 18.706 | 18.698 | 17.2982 | 17.2981 | 17.2878 | 17.2662 | 17.2285 | 17.1831 | 17.1158 | 17.0259 | 16.9228 | 16.7873 | 16.6896 | 9.9832 | 0 | 0
Iron Acton 132kV | Ryeford 132/33/11kVDUMMY | Primary Substation | 11 | Falling Short | Headroom (MW) | 18.7847 | 18.8071 | 18.7008 | 18.6947 | 18.6875 | 18.6805 | 18.6739 | 17.321 | 17.3256 | 17.3273 | 17.3231 | 17.3139 | 17.2908 | 17.2768 | 17.2669 | 17.2105 | 17.0784
Iron Acton 132kV | Ryeford 132/33/11kVDUMMY | Primary Substation | 11 | Leading the Way | Headroom (MW) | 18.7847 | 18.706 | 18.6979 | 17.2981 | 17.2968 | 17.2883 | 17.2669 | 17.2345 | 17.1981 | 17.155 | 17.0796 | 16.9902 | 16.8585 | 16.7504 | 6.4929 | 0 | 0
Iron Acton 132kV | Ryeford 132/33/11kVDUMMY | Primary Substation | 11 | System Transformation | Headroom (MW) | 18.7847 | 18.707 | 18.6998 | 18.6924 | 18.6852 | 17.3092 | 17.3105 | 17.3049 | 17.2955 | 17.2749 | 17.2402 | 17.2003 | 17.1304 | 17.0882 | 16.8705 | 16.4995 | 3.8109
Cellarhead 132kV | SCOT HAY 33 11kV S STN | Primary Substation | 11 | Best View | Headroom (MW) | 10.4958 | 10.4991 | 10.4454 | 10.3607 | 10.2998 | 10.2361 | 10.1204 | 9.9811 | 9.8046 | 9.5237 | 9.2051 | 8.8763 | 8.4679 | 8.18 | 7.4238 | 6.1513 | 4.6205
Cellarhead 132kV | SCOT HAY 33 11kV S STN | Primary Substation | 11 | Consumer Transformation | Headroom (MW) | 10.4958 | 10.4733 | 10.3852 | 10.1904 | 9.9782 | 9.7765 | 9.4212 | 9.0469 | 8.5033 | 7.8284 | 7.068 | 6.2902 | 5.4022 | 4.7238 | 2.1558 | 0 | 0
Cellarhead 132kV | SCOT HAY 33 11kV S STN | Primary Substation | 11 | Falling Short | Headroom (MW) | 10.4958 | 10.5153 | 10.4888 | 10.4633 | 10.4578 | 10.4701 | 10.4205 | 10.3397 | 10.2001 | 9.9818 | 9.6823 | 9.4031 | 9.0248 | 8.7585 | 8.4816 | 7.9229 | 7.0974
Cellarhead 132kV | SCOT HAY 33 11kV S STN | Primary Substation | 11 | Leading the Way | Headroom (MW) | 10.4958 | 10.4703 | 10.3761 | 10.1602 | 9.9337 | 9.695 | 9.4365 | 9.1927 | 8.8105 | 8.4266 | 7.8413 | 7.1333 | 6.23 | 5.3721 | 2.0346 | 0 | 0
Cellarhead 132kV | SCOT HAY 33 11kV S STN | Primary Substation | 11 | System Transformation | Headroom (MW) | 10.4958 | 10.5004 | 10.4525 | 10.3783 | 10.3212 | 10.2433 | 10.0901 | 9.8631 | 9.4499 | 8.9193 | 8.3035 | 7.7078 | 6.9914 | 6.4862 | 5.1132 | 3.1126 | 0.46752
Kitwell 132kV | Selly Oak 132/11kV | Primary Substation | 11 | Best View | Headroom (MW) | 28.8452 | 29.4057 | 29.6284 | 29.3356 | 28.886 | 28.384 | 27.8906 | 27.4176 | 26.9233 | 26.4741 | 26.0655 | 25.7135 | 25.434 | 36.2459 | 14.1679 | 9.944 | 0
Kitwell 132kV | Selly Oak 132/11kV | Primary Substation | 11 | Consumer Transformation | Headroom (MW) | 28.8452 | 29.2647 | 29.3661 | 28.7506 | 28.002 | 27.2778 | 26.6287 | 25.9602 | 25.3652 | 24.8207 | 24.3245 | 23.7271 | 23.2938 | 22.8564 | 33.3325 | 0 | 0
Kitwell 132kV | Selly Oak 132/11kV | Primary Substation | 11 | Falling Short | Headroom (MW) | 28.8452 | 29.3341 | 29.5385 | 29.5693 | 29.4724 | 29.3748 | 29.2743 | 29.1921 | 29.091 | 29.0021 | 28.9474 | 28.928 | 28.9359 | 28.9669 | 29.5988 | 29.9336 | 29.0204
Kitwell 132kV | Selly Oak 132/11kV | Primary Substation | 11 | Leading the Way | Headroom (MW) | 28.8452 | 29.2803 | 29.3531 | 28.6934 | 27.9393 | 27.1941 | 26.5049 | 25.8807 | 25.2503 | 24.6569 | 24.1089 | 23.6122 | 23.1121 | 35.005 | 0 | 0 | 0
Kitwell 132kV | Selly Oak 132/11kV | Primary Substation | 11 | System Transformation | Headroom (MW) | 28.8452 | 29.3658 | 29.6066 | 29.4489 | 29.1208 | 28.7421 | 28.3865 | 28.0429 | 27.72 | 27.4308 | 27.1871 | 27.0124 | 26.9041 | 26.8753 | 36.6364 | 23.198 | 19.4522
Ironbridge & Shrewsbury 132kV | SHIFNAL 33 11kV S STN | Primary Substation | 11 | Best View | Headroom (MW) | 11.8899 | 11.8937 | 11.8892 | 11.8853 | 10.2041 | 10.2109 | 10.2151 | 10.2148 | 10.1967 | 10.1568 | 10.0916 | 10.0087 | 9.8862 | 9.7953 | 9.5487 | 8.948 | 8.1651
Ironbridge & Shrewsbury 132kV | SHIFNAL 33 11kV S STN | Primary Substation | 11 | Consumer Transformation | Headroom (MW) | 11.8899 | 11.8937 | 11.8892 | 10.1938 | 10.1946 | 10.1709 | 10.126 | 10.0665 | 9.9552 | 9.8023 | 9.6179 | 9.415 | 9.1778 | 9.0059 | 8.243 | 7.1161 | 5.8743
Ironbridge & Shrewsbury 132kV | SHIFNAL 33 11kV S STN | Primary Substation | 11 | Falling Short | Headroom (MW) | 11.8899 | 11.8946 | 11.8908 | 11.8883 | 11.8858 | 11.8833 | 11.8807 | 11.8772 | 11.872 | 11.867 | 10.2673 | 10.2689 | 10.2525 | 10.239 | 10.2707 | 10.2679 | 10.1763
Ironbridge & Shrewsbury 132kV | SHIFNAL 33 11kV S STN | Primary Substation | 11 | Leading the Way | Headroom (MW) | 11.8899 | 11.8936 | 11.889 | 10.1937 | 10.1922 | 10.1702 | 10.1291 | 10.0915 | 10.0062 | 9.9143 | 9.7768 | 9.6051 | 9.379 | 9.1712 | 8.1813 | 6.9613 | 5.7463
Ironbridge & Shrewsbury 132kV | SHIFNAL 33 11kV S STN | Primary Substation | 11 | System Transformation | Headroom (MW) | 11.8899 | 11.8943 | 11.8902 | 11.8868 | 11.8835 | 11.8796 | 11.876 | 10.2365 | 10.2375 | 10.2173 | 10.1699 | 10.1054 | 10.0031 | 9.943 | 9.7247 | 9.2571 | 8.5877
Feckenham 66kV | SHIPSTON 66 11kV S STN | Primary Substation | 11 | Best View | Headroom (MW) | 9.856 | 9.761 | 9.7055 | 9.5828 | 9.4653 | 9.3115 | 9.1249 | 8.8674 | 6.4014 | 1.8147 | 0 | 0 | 0 | 0 | 0 | 0 | 0
Feckenham 66kV | SHIPSTON 66 11kV S STN | Primary Substation | 11 | Consumer Transformation | Headroom (MW) | 9.856 | 9.7611 | 9.7055 | 9.5815 | 9.4589 | 9.3008 | 9.1125 | 8.8422 | 8.3777 | 7.7646 | 7.0575 | 6.3414 | 5.5012 | 0 | 0 | 0 | 0
Feckenham 66kV | SHIPSTON 66 11kV S STN | Primary Substation | 11 | Falling Short | Headroom (MW) | 9.856 | 9.8823 | 9.7691 | 9.7509 | 9.7291 | 9.6987 | 9.6556 | 9.5821 | 9.4458 | 9.2298 | 8.9463 | 8.6447 | 8.2552 | 7.9749 | 7.6361 | 6.9534 | 6.1575
Feckenham 66kV | SHIPSTON 66 11kV S STN | Primary Substation | 11 | Leading the Way | Headroom (MW) | 9.856 | 9.7613 | 9.7036 | 9.5668 | 9.4356 | 9.304 | 9.1636 | 4.5589 | 0.2829 | 0 | 0 | 0 | 0 | 0 | 0 | 0 | 0
Feckenham 66kV | SHIPSTON 66 11kV S STN | Primary Substation | 11 | System Transformation | Headroom (MW) | 9.856 | 9.7768 | 9.7457 | 9.6979 | 9.6431 | 9.5596 | 9.4462 | 9.2519 | 8.8742 | 8.3539 | 7.745 | 7.1515 | 6.4303 | 5.912 | 0 | 0 | 0
Kitwell 132kV | Shirley 132/11kVDUMMY | Primary Substation | 11 | Best View | Headroom (MW) | 32.3954 | 32.8158 | 32.5541 | 31.9193 | 31.3104 | 30.7335 | 30.1 | 27.9801 | 24.3556 | 19.8859 | 14.7719 | 9.7813 | 3.9145 | 0 | 0 | 0 | 0
Kitwell 132kV | Shirley 132/11kVDUMMY | Primary Substation | 11 | Consumer Transformation | Headroom (MW) | 32.3954 | 32.4817 | 31.7546 | 30.1387 | 26.3486 | 22.6545 | 18.6865 | 13.741 | 7.2909 | 0 | 0 | 0 | 0 | 0 | 0 | 0 | 0
Kitwell 132kV | Shirley 132/11kVDUMMY | Primary Substation | 11 | Falling Short | Headroom (MW) | 32.3954 | 32.784 | 32.571 | 32.3346 | 32.0731 | 31.9687 | 31.7733 | 31.4417 | 30.813 | 29.7184 | 27.2694 | 24.6765 | 21.4248 | 19.2801 | 18.8252 | 15.7337 | 7.8462
Kitwell 132kV | Shirley 132/11kVDUMMY | Primary Substation | 11 | Leading the Way | Headroom (MW) | 32.3954 | 32.4721 | 31.7155 | 29.5983 | 25.7322 | 22.4216 | 18.5615 | 14.5455 | 8.863 | 3.2129 | 0 | 0 | 0 | 0 | 0 | 0 | 0
Kitwell 132kV | Shirley 132/11kVDUMMY | Primary Substation | 11 | System Transformation | Headroom (MW) | 32.3954 | 32.7259 | 32.3291 | 31.6775 | 30.9059 | 30.1763 | 28.3369 | 25.6303 | 21.5042 | 16.4889 | 11.0197 | 5.8943 | 0.19062 | 0 | 0 | 0 | 0
Ironbridge & Shrewsbury 132kV | Shrewsbury 132/33kVDUMMY | Bulk Supply Point | 33 | Best View | Headroom (MW) | 66.4674 | 66.1492 | 65.3923 | 64.5787 | 63.6762 | 62.7268 | 61.7404 | 60.614 | 59.2091 | 57.3756 | 55.2298 | 52.9875 | 50.292 | 48.3967 | 43.6969 | 34.7433 | 23.9794
Ironbridge & Shrewsbury 132kV | Shrewsbury 132/33kVDUMMY | Bulk Supply Point | 33 | Consumer Transformation | Headroom (MW) | 66.4674 | 65.8332 | 65.2566 | 64.0332 | 62.5336 | 60.8195 | 59.0047 | 56.89 | 54.2036 | 50.9695 | 47.4093 | 43.6709 | 39.509 | 36.4518 | 24.0823 | 7.8154 | 0
Ironbridge & Shrewsbury 132kV | Shrewsbury 132/33kVDUMMY | Bulk Supply Point | 33 | Falling Short | Headroom (MW) | 66.4674 | 66.5127 | 65.9212 | 65.8496 | 65.6551 | 65.4008 | 65.0658 | 64.5561 | 63.7125 | 62.4347 | 60.8074 | 59.0823 | 56.8882 | 55.4601 | 53.9525 | 51.3483 | 47.1578
Ironbridge & Shrewsbury 132kV | Shrewsbury 132/33kVDUMMY | Bulk Supply Point | 33 | Leading the Way | Headroom (MW) | 66.4674 | 65.8189 | 65.2207 | 63.9077 | 62.336 | 60.7529 | 59.101 | 57.6009 | 55.4756 | 53.4643 | 50.6244 | 47.2546 | 43.0762 | 38.336 | 22.4076 | 5.9395 | 0
Ironbridge & Shrewsbury 132kV | Shrewsbury 132/33kVDUMMY | Bulk Supply Point | 33 | System Transformation | Headroom (MW) | 66.4674 | 66.0127 | 65.716 | 65.3062 | 64.7114 | 63.911 | 62.9794 | 61.6387 | 59.6767 | 57.1634 | 54.3296 | 51.5397 | 48.2148 | 46.1373 | 39.4152 | 29.645 | 18.5878
Cellarhead 132kV | SIMPLEX 33 11kV S STN | Primary Substation | 11 | Best View | Headroom (MW) | 12.758 | 12.7698 | 12.7757 | 12.7088 | 12.6543 | 12.5792 | 12.5142 | 12.442 | 12.3656 | 12.2697 | 12.1733 | 12.0743 | 11.9031 | 11.7757 | 11.3135 | 10.1274 | 8.6567
Cellarhead 132kV | SIMPLEX 33 11kV S STN | Primary Substation | 11 | Consumer Transformation | Headroom (MW) | 12.758 | 12.7673 | 12.7712 | 12.6738 | 12.5653 | 12.4244 | 12.2857 | 12.1229 | 11.9232 | 11.6905 | 11.4156 | 11.0657 | 10.5955 | 10.2634 | 8.7606 | 1.3149 | 0
Cellarhead 132kV | SIMPLEX 33 11kV S STN | Primary Substation | 11 | Falling Short | Headroom (MW) | 12.758 | 12.8194 | 12.8193 | 12.8444 | 12.868 | 12.8869 | 12.9009 | 12.8994 | 12.8815 | 12.8476 | 12.7999 | 12.7548 | 12.6668 | 12.6151 | 12.6227 | 12.5099 | 12.1902
Cellarhead 132kV | SIMPLEX 33 11kV S STN | Primary Substation | 11 | Leading the Way | Headroom (MW) | 12.758 | 12.77 | 12.7706 | 12.6675 | 12.5562 | 12.4367 | 12.3122 | 12.202 | 12.0466 | 11.9024 | 11.6939 | 11.4179 | 10.9454 | 10.5299 | 8.6558 | 0.59424 | 0
Cellarhead 132kV | SIMPLEX 33 11kV S STN | Primary Substation | 11 | System Transformation | Headroom (MW) | 12.758 | 12.7885 | 12.8214 | 12.8123 | 12.8073 | 12.7694 | 12.7322 | 12.6704 | 12.5739 | 12.4509 | 12.3234 | 12.2038 | 12.0034 | 11.8671 | 11.3878 | 10.3048 | 5.6421
Bustleholm 132kV | Smethwick 132/11kVDUMMY | Primary Substation | 11 | Best View | Headroom (MW) | 31.9445 | 31.927 | 31.8253 | 31.6549 | 31.4969 | 31.3219 | 31.1398 | 30.9814 | 30.8014 | 30.6272 | 30.503 | 27.3713 | 27.248 | 26.9095 | 24.4862 | 16.8447 | 9.5224
Bustleholm 132kV | Smethwick 132/11kVDUMMY | Primary Substation | 11 | Consumer Transformation | Headroom (MW) | 31.9445 | 31.9078 | 31.7796 | 31.5439 | 31.3149 | 31.0679 | 30.8349 | 30.6506 | 30.523 | 27.0919 | 26.5671 | 25.6254 | 24.6831 | 23.6338 | 17.9598 | 7.7252 | 0
Bustleholm 132kV | Smethwick 132/11kVDUMMY | Primary Substation | 11 | Falling Short | Headroom (MW) | 31.9445 | 32.0478 | 31.8613 | 31.7885 | 31.7129 | 31.6312 | 31.5442 | 31.4443 | 31.3407 | 31.24 | 31.1422 | 31.049 | 30.9631 | 30.8859 | 30.7018 | 30.4352 | 28.5717
Bustleholm 132kV | Smethwick 132/11kVDUMMY | Primary Substation | 11 | Leading the Way | Headroom (MW) | 31.9445 | 31.903 | 31.7716 | 31.5229 | 31.265 | 31.048 | 30.7719 | 30.5692 | 27.08 | 26.6745 | 25.958 | 25.1217 | 24.2701 | 23.3371 | 16.1813 | 6.3276 | 0
Bustleholm 132kV | Smethwick 132/11kVDUMMY | Primary Substation | 11 | System Transformation | Headroom (MW) | 31.9445 | 31.9234 | 31.8323 | 31.7119 | 31.5871 | 31.433 | 31.2762 | 31.1106 | 30.95 | 30.7892 | 30.646 | 30.5346 | 30.4593 | 30.42 | 26.054 | 21.2335 | 16.1318
Ironbridge & Shrewsbury 132kV | SNEDSHILL 33 11kV S STN | Primary Substation | 11 | Best View | Headroom (MW) | 22.3084 | 22.0348 | 21.9793 | 21.8789 | 21.8072 | 19.096 | 19.0765 | 19.0366 | 18.9975 | 18.9659 | 18.9298 | 18.8939 | 18.8681 | 18.846 | 18.6085 | 17.8196 | 16.4867
Ironbridge & Shrewsbury 132kV | SNEDSHILL 33 11kV S STN | Primary Substation | 11 | Consumer Transformation | Headroom (MW) | 22.3084 | 22.0058 | 21.9146 | 21.7443 | 21.5923 | 21.4201 | 21.263 | 21.1036 | 20.9801 | 20.8695 | 20.7752 | 20.6834 | 20.6187 | 19.1658 | 18.3217 | 16.117 | 14.2801
Ironbridge & Shrewsbury 132kV | SNEDSHILL 33 11kV S STN | Primary Substation | 11 | Falling Short | Headroom (MW) | 22.3084 | 22.3535 | 21.9809 | 21.9305 | 21.8952 | 20.6348 | 19.1157 | 19.1207 | 19.124 | 19.1272 | 19.1309 | 19.1359 | 19.143 | 19.1519 | 19.1959 | 19.2143 | 19.0685
Ironbridge & Shrewsbury 132kV | SNEDSHILL 33 11kV S STN | Primary Substation | 11 | Leading the Way | Headroom (MW) | 22.3084 | 22.0049 | 21.911 | 21.7295 | 21.5684 | 21.4044 | 21.234 | 20.7493 | 20.66 | 20.618 | 19.1372 | 19.0871 | 18.9961 | 18.8761 | 16.5746 | 14.6219 | 12.4832
Ironbridge & Shrewsbury 132kV | SNEDSHILL 33 11kV S STN | Primary Substation | 11 | System Transformation | Headroom (MW) | 22.3084 | 22.0259 | 21.9651 | 21.8824 | 21.8087 | 21.711 | 21.6242 | 21.5295 | 21.4696 | 21.4159 | 21.3732 | 21.3327 | 21.2794 | 21.2352 | 20.8442 | 19.1038 | 18.3485
Lea Marston 132kV | Solihull 132/11kVDUMMY | Primary Substation | 11 | Best View | Headroom (MW) | 58.1301 | 58.2735 | 58.179 | 57.9769 | 57.7843 | 57.5794 | 57.3774 | 57.19 | 56.9877 | 56.8068 | 56.6243 | 56.4726 | 56.3141 | 56.2208 | 54.9762 | 53.7901 | 50.2455
Lea Marston 132kV | Solihull 132/11kVDUMMY | Primary Substation | 11 | Consumer Transformation | Headroom (MW) | 58.1301 | 58.1355 | 57.8475 | 57.2022 | 56.5605 | 55.9011 | 55.2396 | 54.5055 | 53.7995 | 53.0925 | 52.3995 | 51.6669 | 51.002 | 50.4219 | 46.9569 | 43.5752 | 38.1245
Lea Marston 132kV | Solihull 132/11kVDUMMY | Primary Substation | 11 | Falling Short | Headroom (MW) | 58.1301 | 58.2656 | 58.1661 | 58.0588 | 57.9425 | 57.8247 | 57.7059 | 57.5899 | 57.4562 | 57.309 | 57.1589 | 57.0236 | 56.8917 | 56.8181 | 57.1092 | 57.2549 | 56.7644
Lea Marston 132kV | Solihull 132/11kVDUMMY | Primary Substation | 11 | Leading the Way | Headroom (MW) | 58.1301 | 58.1233 | 57.8231 | 57.1142 | 56.4536 | 55.7806 | 55.0785 | 54.3664 | 53.6726 | 52.9838 | 52.2723 | 51.6121 | 50.9313 | 50.3025 | 47.4603 | 41.2698 | 35.0248
Lea Marston 132kV | Solihull 132/11kVDUMMY | Primary Substation | 11 | System Transformation | Headroom (MW) | 58.1301 | 58.2153 | 58.0454 | 57.7808 | 57.4814 | 57.1365 | 56.7795 | 56.4017 | 56.0234 | 55.6535 | 55.3005 | 55.0103 | 54.7326 | 54.5385 | 53.4303 | 51.7239 | 48.8328
Nechells 132kV | Sparkbrook 132/11kVDUMMY | Primary Substation | 11 | Best View | Headroom (MW) | 68.3187 | 68.2291 | 68.1462 | 67.8669 | 67.5666 | 67.2807 | 66.9506 | 66.6038 | 66.2369 | 65.9165 | 65.6156 | 65.336 | 65.088 | 64.8566 | 63.4971 | 61.4938 | 56.1342
Nechells 132kV | Sparkbrook 132/11kVDUMMY | Primary Substation | 11 | Consumer Transformation | Headroom (MW) | 68.3187 | 68.1955 | 68.0802 | 67.7102 | 67.3441 | 66.9531 | 66.6161 | 66.2855 | 65.9398 | 65.5918 | 65.2514 | 64.8562 | 64.5454 | 64.2203 | 62.3264 | 57.2033 | 53.5667
Nechells 132kV | Sparkbrook 132/11kVDUMMY | Primary Substation | 11 | Falling Short | Headroom (MW) | 68.3187 | 68.4876 | 68.2152 | 68.1685 | 68.1022 | 68.0203 | 67.948 | 67.862 | 67.7556 | 67.6613 | 67.5792 | 67.512 | 67.4586 | 67.4169 | 67.483 | 67.464 | 66.9165
Nechells 132kV | Sparkbrook 132/11kVDUMMY | Primary Substation | 11 | Leading the Way | Headroom (MW) | 68.3187 | 68.1947 | 68.0711 | 67.6804 | 67.2824 | 66.923 | 66.5325 | 66.1424 | 65.747 | 65.4036 | 65.0827 | 64.7794 | 64.4746 | 64.1502 | 61.8828 | 56.5747 | 52.2087
Nechells 132kV | Sparkbrook 132/11kVDUMMY | Primary Substation | 11 | System Transformation | Headroom (MW) | 68.3187 | 68.23 | 68.1844 | 68.0408 | 67.8825 | 67.671 | 67.4916 | 67.3025 | 67.0982 | 66.8926 | 66.711 | 66.5587 | 66.4356 | 66.3452 | 65.5561 | 63.9212 | 62.1445
Ironbridge & Shrewsbury 132kV | SPRING GARDENS 33 11kV S STN | Primary Substation | 11 | Best View | Headroom (MW) | 34.8416 | 34.8468 | 34.7068 | 34.5002 | 34.2802 | 34.0595 | 33.8326 | 33.5854 | 33.3064 | 32.9882 | 32.6578 | 32.3326 | 31.9826 | 31.6002 | 30.5263 | 28.0834 | 25.1202
Ironbridge & Shrewsbury 132kV | SPRING GARDENS 33 11kV S STN | Primary Substation | 11 | Consumer Transformation | Headroom (MW) | 34.8416 | 34.819 | 34.7096 | 34.4528 | 34.1799 | 33.8884 | 33.588 | 33.2377 | 32.8035 | 32.3149 | 31.716 | 30.9751 | 30.2025 | 29.5696 | 26.7892 | 22.6291 | 10.4786
Ironbridge & Shrewsbury 132kV | SPRING GARDENS 33 11kV S STN | Primary Substation | 11 | Falling Short | Headroom (MW) | 34.8416 | 34.8995 | 34.8374 | 34.8124 | 34.771 | 34.7225 | 34.663 | 34.5831 | 34.4627 | 34.3057 | 34.1194 | 33.9305 | 33.6977 | 33.5426 | 33.4574 | 33.2024 | 32.5732
Ironbridge & Shrewsbury 132kV | SPRING GARDENS 33 11kV S STN | Primary Substation | 11 | Leading the Way | Headroom (MW) | 34.8416 | 34.8151 | 34.7016 | 34.423 | 34.1354 | 33.8625 | 33.5619 | 33.2542 | 32.8664 | 32.5102 | 32.0801 | 31.4493 | 30.6771 | 29.9255 | 26.3476 | 21.8925 | 9.7631
Ironbridge & Shrewsbury 132kV | SPRING GARDENS 33 11kV S STN | Primary Substation | 11 | System Transformation | Headroom (MW) | 34.8416 | 34.8553 | 34.802 | 34.7127 | 34.5921 | 34.4423 | 34.2758 | 34.0624 | 33.7635 | 33.4098 | 33.0323 | 32.678 | 32.2755 | 32.0126 | 30.7654 | 28.5497 | 25.7277
Bishops Wood 132kV | ST WEONARDS 66 11kV S STN | Primary Substation | 11 | Best View | Headroom (MW) | 15.6 | 15.592 | 15.4018 | 15.3748 | 15.3417 | 15.2945 | 15.241 | 15.148 | 14.9854 | 14.7254 | 14.3883 | 14.0294 | 13.5627 | 13.7596 | 13.3406 | 12.4751 | 11.4855
Bishops Wood 132kV | ST WEONARDS 66 11kV S STN | Primary Substation | 11 | Consumer Transformation | Headroom (MW) | 15.6 | 15.4046 | 15.3674 | 15.2725 | 14.5707 | 13.808 | 13.0252 | 12.4733 | 11.7819 | 10.9618 | 10.1223 | 9.3578 | 8.4629 | 7.8307 | 0 | 0 | 0
Bishops Wood 132kV | ST WEONARDS 66 11kV S STN | Primary Substation | 11 | Falling Short | Headroom (MW) | 15.6 | 15.6019 | 15.4191 | 15.4091 | 15.3931 | 15.3663 | 15.3255 | 15.2425 | 15.086 | 14.8351 | 14.5048 | 14.1502 | 13.6845 | 13.3689 | 12.9862 | 12.4004 | 11.6858
Bishops Wood 132kV | ST WEONARDS 66 11kV S STN | Primary Substation | 11 | Leading the Way | Headroom (MW) | 15.6 | 15.4038 | 15.3647 | 15.2615 | 14.4995 | 13.6465 | 12.8187 | 12.3858 | 11.9355 | 11.4218 | 10.7763 | 10.0548 | 9.1424 | 8.3193 | 0 | 0 | 0
Bishops Wood 132kV | ST WEONARDS 66 11kV S STN | Primary Substation | 11 | System Transformation | Headroom (MW) | 15.6 | 15.4174 | 15.399 | 15.3642 | 15.0132 | 14.5672 | 14.1114 | 13.7597 | 13.2628 | 12.6363 | 11.9622 | 11.3476 | 10.5971 | 10.1171 | 9.0946 | 4.3785 | 0
Bushbury 132kV | Stafford 132/25/11kVDUMMY | Primary Substation | 11 | Best View | Headroom (MW) | 59.0045 | 59.2359 | 58.8419 | 58.4341 | 57.7702 | 57.2129 | 56.2567 | 55.4723 | 54.0602 | 52.6828 | 50.6294 | 48.1702 | 45.0613 | 42.2918 | 33.5023 | 21.546 | 16.4912
Bushbury 132kV | Stafford 132/25/11kVDUMMY | Primary Substation | 11 | Consumer Transformation | Headroom (MW) | 59.0045 | 59.0668 | 58.4804 | 57.4494 | 56.215 | 54.8636 | 53.2151 | 51.4175 | 48.906 | 46.1442 | 43.105 | 39.8379 | 36.1481 | 33.2433 | 21.9147 | 6.08 | 0
Bushbury 132kV | Stafford 132/25/11kVDUMMY | Primary Substation | 11 | Falling Short | Headroom (MW) | 59.0045 | 59.2417 | 59.2316 | 58.8862 | 58.7878 | 58.7692 | 58.523 | 58.2383 | 57.6952 | 56.9066 | 55.8929 | 54.8157 | 53.4225 | 52.5057 | 51.7363 | 49.3928 | 48.5249
Bushbury 132kV | Stafford 132/25/11kVDUMMY | Primary Substation | 11 | Leading the Way | Headroom (MW) | 59.0045 | 59.0641 | 58.4546 | 57.3412 | 56.0216 | 54.8308 | 53.1919 | 51.7578 | 49.6781 | 47.9721 | 45.4975 | 42.5291 | 38.8762 | 35.4171 | 21.0583 | 4.1473 | 0
Bushbury 132kV | Stafford 132/25/11kVDUMMY | Primary Substation | 11 | System Transformation | Headroom (MW) | 59.0045 | 59.219 | 58.8628 | 58.5369 | 58.0619 | 57.4961 | 56.6321 | 55.5975 | 53.8701 | 51.8373 | 49.5421 | 47.2527 | 44.4434 | 42.4904 | 36.5802 | 27.2249 | 18.2614
Bushbury 132kV | STAFFORD SOUTH 11kV S STN | Primary Substation | 11 | Best View | Headroom (MW) | 59.0163 | 59.2478 | 58.8536 | 58.4458 | 57.7817 | 57.2244 | 56.268 | 55.4834 | 54.071 | 52.6933 | 50.6396 | 48.1798 | 45.0703 | 42.3002 | 33.509 | 21.5503 | 16.4945
Bushbury 132kV | STAFFORD SOUTH 11kV S STN | Primary Substation | 11 | Consumer Transformation | Headroom (MW) | 59.0163 | 59.0786 | 58.4921 | 57.4609 | 56.2262 | 54.8745 | 53.2257 | 51.4277 | 48.9157 | 46.1535 | 43.1137 | 39.8459 | 36.1553 | 33.2499 | 21.9191 | 6.0812 | 0
Bushbury 132kV | STAFFORD SOUTH 11kV S STN | Primary Substation | 11 | Falling Short | Headroom (MW) | 59.0163 | 59.2536 | 59.2434 | 58.898 | 58.7995 | 58.7809 | 58.5347 | 58.25 | 57.7067 | 56.9179 | 55.9041 | 54.8267 | 53.4332 | 52.5162 | 51.7467 | 49.4026 | 48.5346
Bushbury 132kV | STAFFORD SOUTH 11kV S STN | Primary Substation | 11 | Leading the Way | Headroom (MW) | 59.0163 | 59.0759 | 58.4662 | 57.3526 | 56.0328 | 54.8418 | 53.2026 | 51.7682 | 49.688 | 47.9817 | 45.5066 | 42.5376 | 38.884 | 35.4242 | 21.0625 | 4.1481 | 0
Bushbury 132kV | STAFFORD SOUTH 11kV S STN | Primary Substation | 11 | System Transformation | Headroom (MW) | 59.0163 | 59.2309 | 58.8746 | 58.5486 | 58.0735 | 57.5076 | 56.6434 | 55.6086 | 53.8809 | 51.8477 | 49.552 | 47.2622 | 44.4523 | 42.4989 | 36.5875 | 27.2304 | 18.265
Cellarhead 132kV | Stagefields 132/33/11kV | Primary Substation | 11 | Best View | Headroom (MW) | 16.0768 | 15.9669 | 15.926 | 15.8553 | 15.769 | 15.6815 | 15.5855 | 15.487 | 15.3815 | 15.2702 | 15.1593 | 15.0581 | 14.9252 | 14.8546 | 14.5661 | 14.0229 | 13.351
Cellarhead 132kV | Stagefields 132/33/11kV | Primary Substation | 11 | Consumer Transformation | Headroom (MW) | 16.0768 | 15.9689 | 15.9318 | 15.8585 | 15.7709 | 15.6779 | 15.5822 | 15.4757 | 15.3587 | 15.2409 | 15.1223 | 14.9483 | 14.8501 | 14.7457 | 14.1965 | 13.4335 | 12.6101
Cellarhead 132kV | Stagefields 132/33/11kV | Primary Substation | 11 | Falling Short | Headroom (MW) | 16.0768 | 15.987 | 15.9689 | 15.9618 | 15.9455 | 15.9294 | 15.9139 | 15.8954 | 15.8717 | 15.843 | 15.8101 | 15.7762 | 15.7378 | 15.7095 | 15.6799 | 15.669 | 15.5342
Cellarhead 132kV | Stagefields 132/33/11kV | Primary Substation | 11 | Leading the Way | Headroom (MW) | 16.0768 | 15.9679 | 15.9298 | 15.8511 | 15.7543 | 15.6602 | 15.5549 | 15.4455 | 15.3171 | 15.2032 | 15.0863 | 14.9245 | 14.818 | 14.7116 | 14.1131 | 13.3092 | 12.4052
Cellarhead 132kV | Stagefields 132/33/11kV | Primary Substation | 11 | System Transformation | Headroom (MW) | 16.0768 | 15.9781 | 15.9566 | 15.9317 | 15.8912 | 15.8434 | 15.7938 | 15.7356 | 15.6699 | 15.6002 | 15.5285 | 15.4605 | 15.3965 | 15.3501 | 15.1264 | 14.7492 | 14.2965
Cellarhead 132kV | STAGEFIELDS 132kV S STN | Bulk Supply Point | 11 | Best View | Headroom (MW) | 19.3679 | 19.258 | 19.217 | 19.1463 | 19.06 | 18.9725 | 18.8766 | 18.7782 | 18.6729 | 18.5621 | 18.4526 | 18.3572 | 18.2073 | 18.1401 | 17.854 | 17.311 | 16.6387
Cellarhead 132kV | STAGEFIELDS 132kV S STN | Bulk Supply Point | 11 | Consumer Transformation | Headroom (MW) | 19.3679 | 19.26 | 19.2229 | 19.1496 | 19.0619 | 18.969 | 18.8733 | 18.767 | 18.6502 | 18.5331 | 18.4167 | 18.2278 | 18.1357 | 18.0327 | 17.4847 | 16.7212 | 15.8973
Cellarhead 132kV | STAGEFIELDS 132kV S STN | Bulk Supply Point | 11 | Falling Short | Headroom (MW) | 19.3679 | 19.2781 | 19.2599 | 19.2528 | 19.2365 | 19.2204 | 19.2049 | 19.1864 | 19.1627 | 19.134 | 19.101 | 19.0671 | 19.0288 | 19.0005 | 18.9709 | 18.9599 | 18.8252
Cellarhead 132kV | STAGEFIELDS 132kV S STN | Bulk Supply Point | 11 | Leading the Way | Headroom (MW) | 19.3679 | 19.259 | 19.2209 | 19.1421 | 19.0454 | 18.9513 | 18.8461 | 18.7368 | 18.6088 | 18.4958 | 18.3826 | 18.2067 | 18.1042 | 17.9989 | 17.4012 | 16.5969 | 15.6922
Cellarhead 132kV | STAGEFIELDS 132kV S STN | Bulk Supply Point | 11 | System Transformation | Headroom (MW) | 19.3679 | 19.2691 | 19.2477 | 19.2228 | 19.1822 | 19.1345 | 19.0849 | 19.0266 | 18.9609 | 18.8913 | 18.8196 | 18.7518 | 18.6879 | 18.6416 | 18.4204 | 18.0364 | 17.5846
Ironbridge & Shrewsbury 132kV | STAR ALUMINIUM 33 11kV S STN | Primary Substation | 11 | Best View | Headroom (MW) | 1.4659 | 1.4546 | 1.2986 | 1.07 | 1.2372 | 1.1308 | 1.1756 | 1.0603 | 0.83711 | 0.47816 | 0.022659 | 0 | 0 | 0 | 0 | 0 | 0
Ironbridge & Shrewsbury 132kV | STAR ALUMINIUM 33 11kV S STN | Primary Substation | 11 | Consumer Transformation | Headroom (MW) | 1.4659 | 1.4591 | 1.2911 | 0.96522 | 0.95113 | 0.60557 | 0.38206 | 0 | 0 | 0 | 0 | 0 | 0 | 0 | 0 | 0 | 0
Ironbridge & Shrewsbury 132kV | STAR ALUMINIUM 33 11kV S STN | Primary Substation | 11 | Falling Short | Headroom (MW) | 1.4659 | 1.5424 | 1.5002 | 1.5333 | 1.8191 | 1.9775 | 2.1932 | 2.221 | 2.1346 | 1.9135 | 1.5703 | 1.217 | 0.59385 | 0.24513 | 0 | 0 | 0
Ironbridge & Shrewsbury 132kV | STAR ALUMINIUM 33 11kV S STN | Primary Substation | 11 | Leading the Way | Headroom (MW) | 1.4659 | 1.4522 | 1.2771 | 0.93208 | 0.88562 | 0.69815 | 0.56751 | 0.3538 | 0 | 0 | 0 | 0 | 1.1245 | 0 | 0 | 0 | 0
Ironbridge & Shrewsbury 132kV | STAR ALUMINIUM 33 11kV S STN | Primary Substation | 11 | System Transformation | Headroom (MW) | 1.4659 | 1.5126 | 1.4283 | 1.3609 | 1.647 | 1.6067 | 1.6748 | 1.5007 | 1.0609 | 0.40428 | 0 | 0 | 2.7634 | 1.9945 | 0 | 0 | 0
Bishops Wood 132kV | STOCKTON 33 11kV S STN | Primary Substation | 11 | Best View | Headroom (MW) | 12.176 | 12.1695 | 12.1179 | 12.0167 | 11.9163 | 11.8098 | 11.7178 | 11.2731 | 11.0612 | 10.649 | 10.1029 | 9.5158 | 8.7693 | 8.2437 | 7.2466 | 5.6403 | 3.8775
Bishops Wood 132kV | STOCKTON 33 11kV S STN | Primary Substation | 11 | Consumer Transformation | Headroom (MW) | 12.176 | 12.1719 | 12.1232 | 12.0172 | 11.8188 | 11.2853 | 11.0805 | 10.7023 | 10.0627 | 9.2096 | 8.2288 | 7.2583 | 6.0983 | 5.2656 | 2.4814 | 0 | 0
Bishops Wood 132kV | STOCKTON 33 11kV S STN | Primary Substation | 11 | Falling Short | Headroom (MW) | 12.176 | 12.1938 | 12.1772 | 12.1601 | 12.1415 | 12.1067 | 12.0515 | 11.9447 | 11.7621 | 11.228 | 10.8073 | 10.302 | 9.6273 | 9.1688 | 8.5872 | 7.6396 | 6.6101
Bishops Wood 132kV | STOCKTON 33 11kV S STN | Primary Substation | 11 | Leading the Way | Headroom (MW) | 12.176 | 12.1706 | 12.12 | 12.0064 | 11.8087 | 11.286 | 11.1391 | 10.9709 | 10.5832 | 10.16 | 9.4444 | 8.5502 | 7.3734 | 6.2903 | 2.5825 | 0 | 0
Bishops Wood 132kV | STOCKTON 33 11kV S STN | Primary Substation | 11 | System Transformation | Headroom (MW) | 12.176 | 12.1868 | 12.159 | 12.115 | 12.0642 | 11.9743 | 11.848 | 11.6879 | 10.9315 | 10.1978 | 9.3143 | 8.446 | 7.3767 | 6.6855 | 5.1707 | 2.9682 | 0
Bishops Wood 132kV | STOURPORT 132 66 33kV S STN | Bulk Supply Point | 33 | Best View | Headroom (MW) | 82.0948 | 81.7516 | 77.9107 | 77.1912 | 75.073 | 74.3121 | 73.5169 | 72.6017 | 71.4262 | 69.8924 | 68.0861 | 66.2283 | 63.9922 | 62.4201 | 59.4054 | 54.0037 | 46.3687
Bishops Wood 132kV | STOURPORT 132 66 33kV S STN | Bulk Supply Point | 33 | Consumer Transformation | Headroom (MW) | 82.0948 | 81.7611 | 81.4132 | 80.2697 | 79.3474 | 76.8826 | 75.719 | 74.3406 | 72.4304 | 70.0792 | 67.4465 | 64.7516 | 63.8824 | 62.3293 | 54.5785 | 44.9551 | 33.4856
Bishops Wood 132kV | STOURPORT 132 66 33kV S STN | Bulk Supply Point | 33 | Falling Short | Headroom (MW) | 82.0948 | 82.2363 | 78.3173 | 78.1992 | 76.6552 | 76.455 | 76.1933 | 75.7915 | 75.1108 | 74.0801 | 72.7585 | 71.3569 | 69.5566 | 68.3809 | 67.7773 | 66.9082 | 63.9287
Bishops Wood 132kV | STOURPORT 132 66 33kV S STN | Bulk Supply Point | 33 | Leading the Way | Headroom (MW) | 82.0948 | 81.749 | 81.3914 | 80.1865 | 79.2266 | 76.8226 | 75.7794 | 74.3096 | 72.927 | 71.5518 | 69.5241 | 67.1052 | 66.1906 | 64.074 | 50.4486 | 39.9606 | 31.2687
Bishops Wood 132kV | STOURPORT 132 66 33kV S STN | Bulk Supply Point | 33 | System Transformation | Headroom (MW) | 82.0948 | 81.86 | 81.6594 | 81.3608 | 80.9935 | 79.093 | 78.4639 | 77.5242 | 76.0105 | 74.0104 | 71.7151 | 69.4957 | 68.9999 | 68.0713 | 61.7376 | 56.3979 | 48.0602
Bishops Wood 132kV | Stourport 132/66/33/11kV | Primary Substation | 11 | Best View | Headroom (MW) | 21.3174 | 21.3201 | 20.3628 | 20.3281 | 18.2172 | 17.9186 | 17.6016 | 17.2643 | 16.861 | 16.3732 | 15.8227 | 15.269 | 14.6318 | 14.1694 | 12.8945 | 11.7054 | 8.9484
Bishops Wood 132kV | Stourport 132/66/33/11kV | Primary Substation | 11 | Consumer Transformation | Headroom (MW) | 21.3174 | 21.3201 | 21.2715 | 21.0537 | 20.9405 | 20.4555 | 20.3675 | 20.3156 | 19.0097 | 18.4853 | 17.7866 | 17.0118 | 16.1743 | 15.521 | 12.9198 | 10.2276 | 6.3022
Bishops Wood 132kV | Stourport 132/66/33/11kV | Primary Substation | 11 | Falling Short | Headroom (MW) | 21.3174 | 21.3383 | 20.3882 | 20.3768 | 18.7622 | 18.6959 | 18.6139 | 18.501 | 18.3191 | 18.0587 | 17.7259 | 17.3706 | 16.9219 | 16.6246 | 16.3047 | 16.9578 | 16.1021
Bishops Wood 132kV | Stourport 132/66/33/11kV | Primary Substation | 11 | Leading the Way | Headroom (MW) | 21.3174 | 21.3184 | 21.2686 | 21.0432 | 20.9235 | 20.4486 | 20.3626 | 19.054 | 18.7119 | 18.3111 | 17.7351 | 17.058 | 16.2332 | 15.4818 | 12.095 | 9.2125 | 5.5951
Bishops Wood 132kV | Stourport 132/66/33/11kV | Primary Substation | 11 | System Transformation | Headroom (MW) | 21.3174 | 21.3323 | 21.3038 | 21.2616 | 21.211 | 20.7454 | 20.6771 | 20.5931 | 20.4838 | 20.3716 | 20.3079 | 18.999 | 18.4958 | 18.1354 | 16.8922 | 15.993 | 13.48
Feckenham 66kV | STOW 66 11kV S STN | Primary Substation | 11 | Best View | Headroom (MW) | 12.5868 | 12.5398 | 12.4989 | 12.4063 | 12.312 | 12.2202 | 12.1331 | 5.2238 | 3.2328 | 0.91644 | 0 | 0 | 0 | 0 | 0 | 0 | 0
Feckenham 66kV | STOW 66 11kV S STN | Primary Substation | 11 | Consumer Transformation | Headroom (MW) | 12.5868 | 12.5224 | 12.457 | 12.3058 | 12.1529 | 12.0073 | 11.8704 | 11.7428 | 11.6286 | 11.3937 | 11.2987 | 11.1636 | 5.2522 | 0 | 0 | 0 | 0
Feckenham 66kV | STOW 66 11kV S STN | Primary Substation | 11 | Falling Short | Headroom (MW) | 12.5868 | 12.6092 | 12.5258 | 12.5046 | 12.4722 | 12.4386 | 12.405 | 12.3739 | 12.3375 | 12.3042 | 12.2752 | 12.2495 | 12.2281 | 12.2113 | 12.1894 | 12.1391 | 11.962
Feckenham 66kV | STOW 66 11kV S STN | Primary Substation | 11 | Leading the Way | Headroom (MW) | 12.5868 | 12.5211 | 12.4536 | 12.2952 | 12.1394 | 11.9954 | 11.8488 | 2.3023 | 0.14286 | 0 | 0 | 0 | 0 | 0 | 0 | 0 | 0
Feckenham 66kV | STOW 66 11kV S STN | Primary Substation | 11 | System Transformation | Headroom (MW) | 12.5868 | 12.5352 | 12.4979 | 12.438 | 12.3669 | 12.2886 | 12.2124 | 12.1398 | 12.0712 | 12.0006 | 11.9365 | 11.8775 | 11.8249 | 11.7803 | 0 | 0 | 0
Port Ham 132kV | STOWFIELD 33 11kV S STN | Primary Substation | 11 | Best View | Headroom (MW) | 9.8759 | 9.875 | 9.7043 | 9.6844 | 9.6082 | 9.5312 | 9.4175 | 9.3059 | 9.1571 | 8.9589 | 8.7402 | 8.5321 | 8.2882 | 8.1594 | 7.8379 | 7.2944 | 6.7927
Port Ham 132kV | STOWFIELD 33 11kV S STN | Primary Substation | 11 | Consumer Transformation | Headroom (MW) | 9.8759 | 9.7117 | 9.6903 | 9.639 | 9.5307 | 9.4282 | 9.2893 | 9.1525 | 8.9784 | 8.7571 | 8.5158 | 8.276 | 8.005 | 7.8417 | 7.2976 | 6.5815 | 5.9146
Port Ham 132kV | STOWFIELD 33 11kV S STN | Primary Substation | 11 | Falling Short | Headroom (MW) | 9.8759 | 9.8753 | 9.7134 | 9.7069 | 9.695 | 9.7015 | 9.6813 | 9.6449 | 9.5822 | 9.4821 | 9.3503 | 9.2078 | 9.0217 | 8.9065 | 8.7872 | 8.6516 | 8.4694
Port Ham 132kV | STOWFIELD 33 11kV S STN | Primary Substation | 11 | Leading the Way | Headroom (MW) | 9.8759 | 9.7108 | 9.6866 | 9.6307 | 9.5202 | 9.4354 | 9.309 | 9.219 | 9.0896 | 8.9617 | 8.7778 | 8.5614 | 8.2881 | 8.0882 | 7.3587 | 6.633 | 6.0719
Port Ham 132kV | STOWFIELD 33 11kV S STN | Primary Substation | 11 | System Transformation | Headroom (MW) | 9.8759 | 9.7163 | 9.7054 | 9.6866 | 9.6624 | 9.6469 | 9.5996 | 9.52 | 9.4029 | 9.2445 | 9.0621 | 8.8848 | 8.6697 | 8.5585 | 8.274 | 7.8887 | 7.4315
Feckenham 66kV | STRATFORD 66 11kV S STN | Primary Substation | 11 | Best View | Headroom (MW) | 31.6918 | 31.9064 | 31.9466 | 32.0075 | 32.1073 | 32.203 | 32.2966 | 32.3149 | 32.1661 | 31.8592 | 31.4197 | 31.0109 | 30.451 | 30.0932 | 28.1274 | 24.2568 | 19.6864
Feckenham 66kV | STRATFORD 66 11kV S STN | Primary Substation | 11 | Consumer Transformation | Headroom (MW) | 31.6918 | 31.9112 | 31.9583 | 32.0315 | 32.1266 | 32.2182 | 32.3189 | 32.302 | 32.1346 | 31.8275 | 31.3635 | 30.865 | 30.2841 | 29.8654 | 28.0447 | 24.3326 | 20.1983
Feckenham 66kV | STRATFORD 66 11kV S STN | Primary Substation | 11 | Falling Short | Headroom (MW) | 31.6918 | 31.887 | 31.8959 | 31.925 | 31.9657 | 32.0468 | 32.1075 | 32.0991 | 32.0467 | 31.9254 | 31.7229 | 31.5142 | 31.2194 | 31.0518 | 31.4385 | 31.3402 | 30.676
Feckenham 66kV | STRATFORD 66 11kV S STN | Primary Substation | 11 | Leading the Way | Headroom (MW) | 31.6918 | 31.9196 | 31.9627 | 32.0403 | 32.1393 | 32.3389 | 32.485 | 32.5683 | 32.5669 | 32.569 | 32.3778 | 32.0254 | 30.4826 | 28.7191 | 26.0129 | 22.1286 | 18.6833
Feckenham 66kV | STRATFORD 66 11kV S STN | Primary Substation | 11 | System Transformation | Headroom (MW) | 31.6918 | 31.8991 | 31.9197 | 31.9577 | 32.025 | 32.0989 | 32.1535 | 32.0906 | 31.8623 | 31.4966 | 31.0006 | 30.544 | 29.9282 | 29.4445 | 27.9511 | 25.2677 | 21.3752
Feckenham 66kV | STRENSHAM 66 11kV S STN | Primary Substation | 11 | Best View | Headroom (MW) | 38.6017 | 38.6286 | 38.5723 | 38.4744 | 38.2384 | 37.9896 | 37.7338 | 28.6609 | 24.277 | 18.9379 | 12.1669 | 4.5884 | 0 | 0 | 0 | 0 | 0
Feckenham 66kV | STRENSHAM 66 11kV S STN | Primary Substation | 11 | Consumer Transformation | Headroom (MW) | 38.6017 | 38.6169 | 38.5435 | 38.3939 | 38.1228 | 37.8444 | 37.5694 | 37.3285 | 37.0582 | 30.6219 | 21.3561 | 11.9685 | 4.0692 | 0 | 0 | 0 | 0
Feckenham 66kV | STRENSHAM 66 11kV S STN | Primary Substation | 11 | Falling Short | Headroom (MW) | 38.6017 | 38.6465 | 38.6144 | 38.5803 | 38.5417 | 38.4994 | 38.4544 | 38.3998 | 38.3222 | 38.2198 | 38.0971 | 37.9704 | 37.8162 | 37.7104 | 37.5965 | 31.873 | 24.0577
Feckenham 66kV | STRENSHAM 66 11kV S STN | Primary Substation | 11 | Leading the Way | Headroom (MW) | 38.6017 | 38.6156 | 38.5398 | 38.3763 | 38.0895 | 37.7938 | 37.503 | 20.3032 | 13.6819 | 8.5255 | 1.2541 | 0 | 0 | 0 | 0 | 0 | 0
Feckenham 66kV | STRENSHAM 66 11kV S STN | Primary Substation | 11 | System Transformation | Headroom (MW) | 38.6017 | 38.6362 | 38.5903 | 38.5225 | 38.3796 | 38.2194 | 38.0545 | 37.9033 | 37.7227 | 37.5104 | 37.2922 | 30.3829 | 24.3243 | 18.4997 | 0 | 0 | 0
Nechells 132kV | Summer Lane 132/11kVDUMMY | Primary Substation | 11 | Best View | Headroom (MW) | 31.8584 | 31.6965 | 31.7417 | 31.9924 | 31.9384 | 31.9855 | 32.0221 | 32.0593 | 32.0613 | 32.0716 | 32.0203 | 31.9695 | 31.9171 | 31.8634 | 32.6682 | 29.7455 | 28.6625
Nechells 132kV | Summer Lane 132/11kVDUMMY | Primary Substation | 11 | Consumer Transformation | Headroom (MW) | 31.8584 | 31.6752 | 31.7039 | 31.9013 | 31.8337 | 31.8189 | 31.838 | 31.8608 | 31.8921 | 31.9404 | 31.9158 | 31.872 | 31.8609 | 31.8362 | 31.35 | 31.8833 | 31.1839
Nechells 132kV | Summer Lane 132/11kVDUMMY | Primary Substation | 11 | Falling Short | Headroom (MW) | 31.8584 | 31.6644 | 31.6944 | 31.9409 | 31.9454 | 32.0107 | 32.0746 | 32.1298 | 32.1875 | 32.2519 | 32.2912 | 32.3332 | 32.3796 | 32.4128 | 32.5251 | 32.6124 | 32.4664
Nechells 132kV | Summer Lane 132/11kVDUMMY | Primary Substation | 11 | Leading the Way | Headroom (MW) | 31.8584 | 31.6801 | 31.7045 | 31.9442 | 31.8813 | 31.9188 | 31.953 | 31.99 | 31.9905 | 32.0085 | 31.9649 | 31.9101 | 31.8518 | 31.7859 | 32.4549 | 29.4323 | 28.2794
Nechells 132kV | Summer Lane 132/11kVDUMMY | Primary Substation | 11 | System Transformation | Headroom (MW) | 31.8584 | 31.6847 | 31.7367 | 31.9866 | 31.9669 | 31.9902 | 32.0362 | 32.0876 | 32.1331 | 32.1929 | 32.1874 | 32.1982 | 32.2195 | 32.2486 | 32.1799 | 31.6987 | 31.1832
Lea Marston 132kV | Sutton Coldfield 132/11kVDUMMY | Primary Substation | 11 | Best View | Headroom (MW) | 64.7259 | 64.8077 | 64.6764 | 64.0562 | 63.4395 | 62.708 | 61.964 | 61.2037 | 60.5581 | 59.2358 | 58.548 | 57.6895 | 56.8218 | 56.0347 | 54.7282 | 46.2796 | 37.6729
Lea Marston 132kV | Sutton Coldfield 132/11kVDUMMY | Primary Substation | 11 | Consumer Transformation | Headroom (MW) | 64.7259 | 64.6509 | 64.3271 | 63.2302 | 62.1477 | 61.0778 | 59.3341 | 58.4421 | 57.316 | 56.174 | 55.0249 | 53.6981 | 52.4927 | 51.3617 | 44.5304 | 38.2067 | 27.8069
Lea Marston 132kV | Sutton Coldfield 132/11kVDUMMY | Primary Substation | 11 | Falling Short | Headroom (MW) | 64.7259 | 64.9849 | 64.8468 | 64.7272 | 64.5921 | 64.4495 | 64.2976 | 64.1419 | 63.9223 | 63.6667 | 63.4013 | 63.1591 | 62.8967 | 62.768 | 63.3156 | 63.6551 | 62.3101
Lea Marston 132kV | Sutton Coldfield 132/11kVDUMMY | Primary Substation | 11 | Leading the Way | Headroom (MW) | 64.7259 | 64.6404 | 64.2922 | 63.0889 | 61.9812 | 60.9107 | 59.2342 | 58.2003 | 57.0932 | 55.9985 | 54.8266 | 53.5919 | 52.3011 | 51.0344 | 45.1636 | 33.3212 | 21.3854
Lea Marston 132kV | Sutton Coldfield 132/11kVDUMMY | Primary Substation | 11 | System Transformation | Headroom (MW) | 64.7259 | 64.7995 | 64.6902 | 64.2837 | 63.8097 | 63.2464 | 62.6717 | 62.0613 | 61.445 | 60.855 | 60.4434 | 59.2127 | 58.7347 | 58.3965 | 56.2189 | 53.2478 | 47.8489
Cellarhead 132kV | TALKE 33 11kV S STN | Primary Substation | 11 | Best View | Headroom (MW) | 21.1322 | 21.1442 | 21.0606 | 20.9169 | 20.757 | 20.5848 | 20.4236 | 20.2509 | 20.0572 | 19.8361 | 19.602 | 19.3728 | 19.1235 | 18.9412 | 18.5401 | 17.1165 | 15.4202
Cellarhead 132kV | TALKE 33 11kV S STN | Primary Substation | 11 | Consumer Transformation | Headroom (MW) | 21.1322 | 21.1098 | 20.9837 | 20.6994 | 20.403 | 20.0851 | 19.7779 | 19.4226 | 18.9804 | 18.5134 | 17.7639 | 17.3278 | 16.7636 | 16.2906 | 14.1792 | 8.3047 | 1.4505
Cellarhead 132kV | TALKE 33 11kV S STN | Primary Substation | 11 | Falling Short | Headroom (MW) | 21.1322 | 21.1643 | 21.1231 | 21.0807 | 21.022 | 20.9566 | 20.8856 | 20.8006 | 20.6803 | 20.532 | 20.3603 | 20.1865 | 19.9775 | 19.8302 | 19.7077 | 19.4467 | 18.8166
Cellarhead 132kV | TALKE 33 11kV S STN | Primary Substation | 11 | Leading the Way | Headroom (MW) | 21.1322 | 21.1042 | 20.9719 | 20.6628 | 20.3494 | 20.0431 | 19.7428 | 19.4399 | 19.0576 | 18.7184 | 18.3294 | 17.6546 | 17.1109 | 16.5492 | 13.8467 | 7.304 | 1.7973
Cellarhead 132kV | TALKE 33 11kV S STN | Primary Substation | 11 | System Transformation | Headroom (MW) | 21.1322 | 21.1464 | 21.0744 | 20.9598 | 20.8214 | 20.6528 | 20.4828 | 20.2709 | 19.9796 | 19.6443 | 19.2821 | 18.9426 | 18.573 | 18.3323 | 17.2844 | 15.6584 | 12.2291
Cellarhead 132kV | TEAN 33 11kV S STN | Primary Substation | 11 | Best View | Headroom (MW) | 18.0973 | 18.109 | 18.0661 | 17.8923 | 17.7314 | 17.5344 | 17.3205 | 17.0359 | 16.6355 | 16.061 | 15.3565 | 14.5928 | 13.6343 | 12.9163 | 11.131 | 8.5333 | 5.6301
Cellarhead 132kV | TEAN 33 11kV S STN | Primary Substation | 11 | Consumer Transformation | Headroom (MW) | 18.0973 | 18.1125 | 18.0771 | 17.8886 | 17.4983 | 16.9712 | 16.3772 | 15.7079 | 14.6421 | 13.2641 | 11.7129 | 10.1608 | 8.3052 | 6.9577 | 2.7516 | 0 | 0
Cellarhead 132kV | TEAN 33 11kV S STN | Primary Substation | 11 | Falling Short | Headroom (MW) | 18.0973 | 18.1451 | 18.163 | 18.1731 | 18.178 | 18.1603 | 18.1132 | 17.9923 | 17.7489 | 17.3399 | 16.7928 | 16.2045 | 15.4066 | 14.8348 | 14.0804 | 12.8214 | 11.2303
Cellarhead 132kV | TEAN 33 11kV S STN | Primary Substation | 11 | Leading the Way | Headroom (MW) | 18.0973 | 18.1145 | 18.0757 | 17.8746 | 17.4431 | 16.951 | 16.4314 | 16.0383 | 15.3009 | 14.5466 | 13.3547 | 11.9118 | 10.0482 | 8.3607 | 2.7191 | 0 | 0
Cellarhead 132kV | TEAN 33 11kV S STN | Primary Substation | 11 | System Transformation | Headroom (MW) | 18.0973 | 18.1402 | 18.1531 | 18.1107 | 17.984 | 17.7536 | 17.4714 | 17.0667 | 16.3052 | 15.267 | 14.0704 | 12.9067 | 11.4424 | 10.3891 | 7.7814 | 4.0684 | 0
Bishops Wood 132kV | TENBURY 33 11kV S STN | Primary Substation | 11 | Best View | Headroom (MW) | 28.2817 | 27.9282 | 27.8648 | 27.7483 | 27.6273 | 27.4929 | 27.3616 | 27.2683 | 26.5693 | 26.1523 | 25.5301 | 24.8597 | 24.0073 | 23.399 | 22.2649 | 20.2698 | 18.0691
Bishops Wood 132kV | TENBURY 33 11kV S STN | Primary Substation | 11 | Consumer Transformation | Headroom (MW) | 28.2817 | 27.9266 | 27.853 | 27.6957 | 27.4064 | 26.6989 | 26.3337 | 25.8054 | 24.9577 | 23.8916 | 22.6321 | 21.3799 | 19.8971 | 18.8368 | 15.7612 | 0 | 0
Bishops Wood 132kV | TENBURY 33 11kV S STN | Primary Substation | 11 | Falling Short | Headroom (MW) | 28.2817 | 27.9564 | 27.9296 | 27.9031 | 27.8694 | 27.8222 | 27.7524 | 27.6191 | 27.3969 | 26.7145 | 26.284 | 25.7092 | 24.9359 | 24.3977 | 23.6734 | 22.5186 | 21.2359
Bishops Wood 132kV | TENBURY 33 11kV S STN | Primary Substation | 11 | Leading the Way | Headroom (MW) | 28.2817 | 27.9278 | 27.8532 | 27.6851 | 27.3869 | 26.6962 | 26.396 | 26.1206 | 25.572 | 25.0319 | 24.1224 | 22.9829 | 21.4813 | 20.1137 | 14.3095 | 0 | 0
Bishops Wood 132kV | TENBURY 33 11kV S STN | Primary Substation | 11 | System Transformation | Headroom (MW) | 28.2817 | 27.9468 | 27.9041 | 27.829 | 27.7091 | 27.5532 | 27.3698 | 26.7062 | 26.1619 | 25.3048 | 24.2383 | 23.1921 | 21.9126 | 21.0459 | 19.056 | 16.1265 | 9.5927
Feckenham 66kV | TEWKESBURY 66 11kV S STN | Primary Substation | 11 | Best View | Headroom (MW) | 10.4925 | 10.4136 | 10.4069 | 9.5877 | 9.5154 | 9.3576 | 9.1073 | 8.83 | 8.3765 | 7.7997 | 7.116 | 4.5915 | 0 | 0 | 0 | 0 | 0
Feckenham 66kV | TEWKESBURY 66 11kV S STN | Primary Substation | 11 | Consumer Transformation | Headroom (MW) | 10.4925 | 10.4124 | 10.4063 | 9.5799 | 9.4671 | 9.2744 | 8.9985 | 8.6952 | 8.2237 | 7.6296 | 6.9269 | 6.2464 | 4.0719 | 0 | 0 | 0 | 0
Feckenham 66kV | TEWKESBURY 66 11kV S STN | Primary Substation | 11 | Falling Short | Headroom (MW) | 10.4925 | 10.4654 | 10.4095 | 10.4047 | 10.3999 | 10.3963 | 9.5993 | 9.591 | 9.5334 | 9.3761 | 9.0985 | 8.7727 | 8.3252 | 8.0174 | 7.6335 | 6.9927 | 6.2792
Feckenham 66kV | TEWKESBURY 66 11kV S STN | Primary Substation | 11 | Leading the Way | Headroom (MW) | 10.4925 | 10.4121 | 9.5857 | 9.5778 | 9.4631 | 9.2722 | 9.0247 | 8.8638 | 8.5616 | 8.2651 | 1.2549 | 0 | 0 | 0 | 0 | 0 | 0
Feckenham 66kV | TEWKESBURY 66 11kV S STN | Primary Substation | 11 | System Transformation | Headroom (MW) | 10.4925 | 10.4143 | 10.4076 | 9.5893 | 9.5808 | 9.5409 | 9.4412 | 9.2674 | 8.9115 | 8.4238 | 7.8142 | 7.2208 | 6.4869 | 6.007 | 0 | 0 | 0
Port Ham 132kV | Tewkesbury Grid 132/11kVDUMMY | Primary Substation | 11 | Best View | Headroom (MW) | 29.4393 | 29.4333 | 30.4443 | 30.4448 | 30.4664 | 30.4502 | 30.4298 | 30.4202 | 29.4331 | 29.3321 | 29.1427 | 28.9139 | 28.6232 | 28.3804 | 27.6088 | 26.2371 | 24.6478
Port Ham 132kV | Tewkesbury Grid 132/11kVDUMMY | Primary Substation | 11 | Consumer Transformation | Headroom (MW) | 29.4393 | 29.433 | 30.4402 | 30.4347 | 30.4353 | 29.4517 | 29.4386 | 29.388 | 29.2444 | 29.0273 | 28.7457 | 28.4357 | 28.0895 | 27.8008 | 26.5964 | 24.844 | 22.8538
Port Ham 132kV | Tewkesbury Grid 132/11kVDUMMY | Primary Substation | 11 | Falling Short | Headroom (MW) | 29.4393 | 30.4415 | 30.4436 | 30.4603 | 30.5086 | 30.5405 | 30.5496 | 30.5469 | 30.5168 | 30.4772 | 30.435 | 30.4093 | 29.471 | 29.4419 | 29.3846 | 30.6176 | 30.3749
Port Ham 132kV | Tewkesbury Grid 132/11kVDUMMY | Primary Substation | 11 | Leading the Way | Headroom (MW) | 29.4393 | 29.4329 | 30.4393 | 30.4347 | 30.4352 | 30.4288 | 29.4532 | 29.4414 | 29.3671 | 29.2518 | 29.0459 | 28.7675 | 28.4022 | 28.056 | 27.7624 | 25.1227 | 23.3152
Port Ham 132kV | Tewkesbury Grid 132/11kVDUMMY | Primary Substation | 11 | System Transformation | Headroom (MW) | 29.4393 | 29.4333 | 30.4461 | 30.4559 | 30.503 | 30.4982 | 30.4752 | 30.4473 | 30.417 | 29.4327 | 29.2991 | 29.1185 | 28.8702 | 28.7131 | 29.26 | 28.3426 | 27.0803
Bishops Wood 132kV | Timberdine 132/11kVDUMMY | Primary Substation | 11 | Best View | Headroom (MW) | 32.8243 | 32.8621 | 32.8485 | 32.7665 | 32.7344 | 32.6938 | 32.6034 | 32.5917 | 32.4562 | 32.271 | 32.045 | 31.8059 | 31.5147 | 31.3187 | 30.8981 | 29.6266 | 28.1929
Bishops Wood 132kV | Timberdine 132/11kVDUMMY | Primary Substation | 11 | Consumer Transformation | Headroom (MW) | 32.8243 | 32.8203 | 32.7532 | 32.5232 | 32.3407 | 32.0917 | 31.7908 | 31.5236 | 31.0597 | 30.5555 | 29.6237 | 29.0646 | 28.2598 | 27.6592 | 24.982 | 21.7236 | 18.184
Bishops Wood 132kV | Timberdine 132/11kVDUMMY | Primary Substation | 11 | Falling Short | Headroom (MW) | 32.8243 | 32.8692 | 32.8617 | 32.8296 | 32.8276 | 32.814 | 32.7642 | 32.7512 | 32.6511 | 32.4963 | 32.2962 | 32.0845 | 31.8134 | 31.6338 | 31.4742 | 31.169 | 30.5804
Bishops Wood 132kV | Timberdine 132/11kVDUMMY | Primary Substation | 11 | Leading the Way | Headroom (MW) | 32.8243 | 32.8176 | 32.7449 | 32.4968 | 32.3052 | 32.0866 | 31.7829 | 31.5718 | 31.1571 | 30.7836 | 30.3355 | 29.4352 | 28.6239 | 27.9109 | 24.7386 | 21.2603 | 18.1044
Bishops Wood 132kV | Timberdine 132/11kVDUMMY | Primary Substation | 11 | System Transformation | Headroom (MW) | 32.8243 | 32.8531 | 32.8328 | 32.7446 | 32.6892 | 32.5734 | 32.4063 | 32.2825 | 31.9641 | 31.5858 | 31.1645 | 30.7641 | 30.339 | 29.6297 | 28.5602 | 26.76 | 24.4291
Oldbury 132kV | Tividale 132/11kVDUMMY | Primary Substation | 11 | Best View | Headroom (MW) | 62.687 | 62.756 | 62.6746 | 62.531 | 62.3907 | 62.2376 | 62.0845 | 61.9522 | 61.8056 | 61.6787 | 61.5651 | 61.4668 | 61.3947 | 61.4677 | 61.3189 | 61.179 | 58.077
Oldbury 132kV | Tividale 132/11kVDUMMY | Primary Substation | 11 | Consumer Transformation | Headroom (MW) | 62.687 | 62.7082 | 62.5566 | 62.2498 | 61.9319 | 61.6354 | 61.3786 | 61.1709 | 61.0318 | 58.2812 | 58.2092 | 57.9637 | 57.6674 | 57.5296 | 55.2626 | 53.0222 | 48.1744
Oldbury 132kV | Tividale 132/11kVDUMMY | Primary Substation | 11 | Falling Short | Headroom (MW) | 62.687 | 62.7564 | 62.6874 | 62.6076 | 62.5319 | 62.4475 | 62.3589 | 62.2725 | 62.1832 | 62.1012 | 62.0243 | 61.9584 | 61.902 | 61.8668 | 61.9412 | 63.2792 | 62.8323
Oldbury 132kV | Tividale 132/11kVDUMMY | Primary Substation | 11 | Leading the Way | Headroom (MW) | 62.687 | 62.7047 | 62.5508 | 62.216 | 61.8755 | 61.5842 | 61.3056 | 61.1025 | 61.0034 | 58.2193 | 58.0441 | 57.9137 | 57.6323 | 57.354 | 54.676 | 52.073 | 46.4077
Oldbury 132kV | Tividale 132/11kVDUMMY | Primary Substation | 11 | System Transformation | Headroom (MW) | 62.687 | 62.7421 | 62.6498 | 62.5104 | 62.3414 | 62.1575 | 61.9783 | 61.8069 | 61.6424 | 61.4984 | 61.3719 | 61.2647 | 61.1773 | 61.2052 | 60.9137 | 60.8652 | 57.7705
Port Ham 132kV | TUFFLEY 33 11kV S STN | Primary Substation | 11 | Best View | Headroom (MW) | 8.7427 | 8.2039 | 7.9206 | 7.7191 | 7.5066 | 7.2782 | 7.028 | 6.7472 | 6.4302 | 6.0402 | 5.6171 | 5.2076 | 4.7619 | 4.4627 | 3.3893 | 1.2481 | 0
Port Ham 132kV | TUFFLEY 33 11kV S STN | Primary Substation | 11 | Consumer Transformation | Headroom (MW) | 8.7427 | 8.2011 | 7.9165 | 7.7033 | 7.4621 | 7.2252 | 6.9788 | 6.6881 | 6.3823 | 6.0143 | 5.6126 | 5.1851 | 4.7409 | 4.4259 | 2.9871 | 0.68818 | 0
Port Ham 132kV | TUFFLEY 33 11kV S STN | Primary Substation | 11 | Falling Short | Headroom (MW) | 8.7427 | 8.6621 | 8.2311 | 8.2042 | 8.1596 | 8.111 | 8.0468 | 7.9661 | 7.888 | 7.7421 | 7.5588 | 7.3694 | 7.1298 | 7.0139 | 7.0556 | 6.8784 | 6.3316
Port Ham 132kV | TUFFLEY 33 11kV S STN | Primary Substation | 11 | Leading the Way | Headroom (MW) | 8.7427 | 8.1974 | 7.9078 | 7.6801 | 7.4229 | 7.2026 | 4.4579 | 4.2205 | 3.9744 | 3.736 | 3.4145 | 3.0282 | 2.5577 | 2.1532 | 0.17636 | 0 | 0
Port Ham 132kV | TUFFLEY 33 11kV S STN | Primary Substation | 11 | System Transformation | Headroom (MW) | 8.7427 | 8.2312 | 7.9902 | 7.9096 | 7.7956 | 7.6641 | 7.511 | 7.3148 | 7.0984 | 6.8054 | 6.478 | 6.172 | 5.8176 | 5.6401 | 5.0248 | 3.7686 | 2.098
Bishops Wood 132kV | Upton Warren 132/66/11kVDUMMY | Primary Substation | 11 | Best View | Headroom (MW) | 63.2122 | 62.7877 | 62.4197 | 61.6764 | 60.9215 | 60.131 | 59.2042 | 58.2359 | 56.9628 | 55.4366 | 53.6592 | 51.8078 | 49.7708 | 48.1481 | 43.595 | 36.0651 | 27.003
Bishops Wood 132kV | Upton Warren 132/66/11kVDUMMY | Primary Substation | 11 | Consumer Transformation | Headroom (MW) | 63.2122 | 62.7973 | 62.4519 | 61.7483 | 60.9034 | 59.8612 | 58.8205 | 57.6044 | 55.8643 | 53.7299 | 51.3497 | 48.87 | 46.1136 | 43.9527 | 36.1535 | 25.2816 | 13.9377
Bishops Wood 132kV | Upton Warren 132/66/11kVDUMMY | Primary Substation | 11 | Falling Short | Headroom (MW) | 63.2122 | 62.9524 | 62.8728 | 62.8781 | 62.8338 | 62.7206 | 62.5299 | 62.2413 | 61.6867 | 60.8444 | 59.7207 | 58.5538 | 57.0338 | 56.0473 | 55.1375 | 53.2378 | 50.4936
Bishops Wood 132kV | Upton Warren 132/66/11kVDUMMY | Primary Substation | 11 | Leading the Way | Headroom (MW) | 63.2122 | 62.7883 | 62.43 | 61.6735 | 60.771 | 59.8225 | 58.8496 | 57.9952 | 56.6447 | 55.3387 | 53.4674 | 51.2364 | 48.4859 | 45.3323 | 35.2454 | 23.7131 | 15.0434
Bishops Wood 132kV | Upton Warren 132/66/11kVDUMMY | Primary Substation | 11 | System Transformation | Headroom (MW) | 63.2122 | 62.9039 | 62.7329 | 62.5453 | 62.2444 | 61.7596 | 61.1646 | 60.3592 | 58.9494 | 57.1306 | 55.0358 | 52.9862 | 50.5408 | 49.0195 | 44.761 | 38.3364 | 30.2358
Bishops Wood 132kV | UPTON WARREN 132kV S STN | Bulk Supply Point | 11 | Best View | Headroom (MW) | 36.7514 | 36.7653 | 35.6029 | 35.3668 | 34.7074 | 34.473 | 34.2202 | 33.9596 | 33.6521 | 33.332 | 32.9654 | 32.5838 | 32.1589 | 31.8122 | 45.1042 | 43.463 | 26.7045
Bishops Wood 132kV | UPTON WARREN 132kV S STN | Bulk Supply Point | 11 | Consumer Transformation | Headroom (MW) | 36.7514 | 36.7391 | 36.6005 | 36.1432 | 35.7863 | 34.9929 | 34.6036 | 34.1765 | 33.6995 | 33.1853 | 32.6382 | 32.045 | 31.4475 | 30.9266 | 42.8694 | 39.8654 | 36.3685
Bishops Wood 132kV | UPTON WARREN 132kV S STN | Bulk Supply Point | 11 | Falling Short | Headroom (MW) | 36.7514 | 36.8012 | 35.7072 | 35.6584 | 31.3337 | 31.2682 | 31.1874 | 31.0848 | 30.9354 | 30.7402 | 30.5064 | 30.2659 | 29.9731 | 29.7787 | 29.6266 | 29.7219 | 29.0663
Bishops Wood 132kV | UPTON WARREN 132kV S STN | Bulk Supply Point | 11 | Leading the Way | Headroom (MW) | 36.7514 | 36.7347 | 36.5907 | 36.1048 | 35.7317 | 34.9496 | 34.5439 | 33.983 | 33.534 | 33.1164 | 32.6143 | 32.0547 | 45.7889 | 45.1618 | 42.244 | 17.2608 | 13.6935
Bishops Wood 132kV | UPTON WARREN 132kV S STN | Bulk Supply Point | 11 | System Transformation | Headroom (MW) | 36.7514 | 36.7811 | 36.7104 | 36.5782 | 36.4209 | 35.8117 | 35.6 | 35.3431 | 35.0164 | 34.6375 | 34.2286 | 33.8415 | 33.4063 | 33.1345 | 46.4419 | 45.1111 | 28.5088
Bustleholm 132kV | Walsall 132kV/33kV | Bulk Supply Point | 33 | Best View | Headroom (MW) | 47.5776 | 47.5776 | 47.5776 | 47.5776 | 47.5776 | 47.5776 | 47.5776 | 47.5776 | 47.5776 | 47.5776 | 47.5776 | 47.5776 | 47.5776 | 47.5776 | 47.5776 | 47.5776 | 47.5776
Bustleholm 132kV | Walsall 132kV/33kV | Bulk Supply Point | 33 | Consumer Transformation | Headroom (MW) | 47.5776 | 47.5776 | 47.5776 | 47.5776 | 47.5776 | 47.5776 | 47.5776 | 47.5776 | 47.5776 | 47.5776 | 47.5776 | 47.5776 | 47.5776 | 47.5776 | 47.5776 | 47.5776 | 47.5776
Bustleholm 132kV | Walsall 132kV/33kV | Bulk Supply Point | 33 | Falling Short | Headroom (MW) | 47.5776 | 47.5776 | 47.5776 | 47.5776 | 47.5776 | 47.5776 | 47.5776 | 47.5776 | 47.5776 | 47.5776 | 47.5776 | 47.5776 | 47.5776 | 47.5776 | 47.5776 | 47.5776 | 47.5776
Bustleholm 132kV | Walsall 132kV/33kV | Bulk Supply Point | 33 | Leading the Way | Headroom (MW) | 47.5776 | 47.5776 | 47.5776 | 47.5776 | 47.5776 | 47.5776 | 47.5776 | 47.5776 | 47.5776 | 47.5776 | 47.5776 | 47.5776 | 47.5776 | 47.5776 | 47.5776 | 47.5776 | 47.5776
Bustleholm 132kV | Walsall 132kV/33kV | Bulk Supply Point | 33 | System Transformation | Headroom (MW) | 47.5776 | 47.5776 | 47.5776 | 47.5776 | 47.5776 | 47.5776 | 47.5776 | 47.5776 | 47.5776 | 47.5776 | 47.5776 | 47.5776 | 47.5776 | 47.5776 | 47.5776 | 47.5776 | 47.5776
Bishops Wood 132kV | Warndon 132/11kVDUMMY | Primary Substation | 11 | Best View | Headroom (MW) | 132.4003 | 132.3613 | 132.2397 | 132.1008 | 131.9451 | 130.5053 | 130.6479 | 130.5888 | 130.4814 | 130.2172 | 129.9099 | 129.5882 | 129.2272 | 129.0744 | 129.4178 | 127.614 | 125.0901
Bishops Wood 132kV | Warndon 132/11kVDUMMY | Primary Substation | 11 | Consumer Transformation | Headroom (MW) | 132.4003 | 132.216 | 131.9156 | 131.2489 | 130.5954 | 130.015 | 129.6583 | 129.0813 | 128.477 | 127.7273 | 126.9592 | 126.1365 | 125.4224 | 124.9171 | 114.895 | 110.7505 | 103.264
Bishops Wood 132kV | Warndon 132/11kVDUMMY | Primary Substation | 11 | Falling Short | Headroom (MW) | 132.4003 | 132.6157 | 132.249 | 132.1699 | 132.0556 | 130.6011 | 130.6783 | 130.5854 | 130.4362 | 130.1727 | 129.8477 | 129.5181 | 129.1111 | 128.8949 | 128.9033 | 128.6147 | 127.3145
Bishops Wood 132kV | Warndon 132/11kVDUMMY | Primary Substation | 11 | Leading the Way | Headroom (MW) | 132.4003 | 132.2044 | 131.8874 | 131.1621 | 130.4777 | 129.9739 | 129.6418 | 129.1667 | 128.6445 | 128.061 | 127.3717 | 126.6051 | 125.7853 | 125.112 | 114.7117 | 109.1659 | 100.9747
Bishops Wood 132kV | Warndon 132/11kVDUMMY | Primary Substation | 11 | System Transformation | Headroom (MW) | 132.4003 | 132.3079 | 132.1357 | 131.8804 | 131.5929 | 131.3191 | 131.2287 | 130.9177 | 130.5385 | 129.9711 | 129.3633 | 128.7905 | 128.1805 | 127.861 | 126.4355 | 124.2269 | 115.0231
Bushbury 132kV | Wednesfield 132/11kVDUMMY | Primary Substation | 11 | Best View | Headroom (MW) | 66.4735 | 61.8567 | 61.1287 | 60.4893 | 59.5497 | 58.8538 | 57.9464 | 57.0559 | 55.9702 | 54.8984 | 53.7571 | 52.5645 | 51.3974 | 50.3396 | 45.9548 | 38.207 | 28.3237
Bushbury 132kV | Wednesfield 132/11kVDUMMY | Primary Substation | 11 | Consumer Transformation | Headroom (MW) | 66.4735 | 61.8005 | 61.0084 | 60.2479 | 58.9492 | 57.9397 | 56.8663 | 55.7364 | 54.5289 | 53.3478 | 52.1588 | 50.7631 | 49.5315 | 48.355 | 41.0952 | 31.2275 | 19.7872
Bushbury 132kV | Wednesfield 132/11kVDUMMY | Primary Substation | 11 | Falling Short | Headroom (MW) | 66.4735 | 66.6499 | 61.8369 | 61.2742 | 61.0973 | 60.9892 | 60.8461 | 60.6937 | 60.4922 | 60.2752 | 59.6605 | 59.4206 | 59.0647 | 58.8447 | 58.8055 | 59.3294 | 57.7738
Bushbury 132kV | Wednesfield 132/11kVDUMMY | Primary Substation | 11 | Leading the Way | Headroom (MW) | 66.4735 | 61.7836 | 60.9776 | 60.2225 | 58.7762 | 57.8107 | 56.6618 | 55.5434 | 54.2477 | 53.07 | 51.8301 | 50.5247 | 49.1178 | 47.6774 | 38.9797 | 28.2732 | 15.1386
Bushbury 132kV | Wednesfield 132/11kVDUMMY | Primary Substation | 11 | System Transformation | Headroom (MW) | 66.4735 | 61.9171 | 61.2891 | 60.9379 | 60.5404 | 60.2371 | 59.4499 | 58.9158 | 58.2531 | 57.5349 | 56.825 | 56.1933 | 55.5705 | 55.1815 | 52.8138 | 48.3901 | 42.3748
Ironbridge & Shrewsbury 132kV | WEIR HILL 33 11kV S STN | Primary Substation | 11 | Best View | Headroom (MW) | 10.2594 | 10.0011 | 9.5619 | 9.3802 | 9.1404 | 8.9056 | 8.6621 | 8.3893 | 8.0813 | 7.6976 | 7.262 | 6.8239 | 6.3111 | 5.9687 | 5.1249 | 3.5177 | 1.555
Ironbridge & Shrewsbury 132kV | WEIR HILL 33 11kV S STN | Primary Substation | 11 | Consumer Transformation | Headroom (MW) | 10.2594 | 9.9275 | 9.5681 | 9.3734 | 9.0988 | 8.8233 | 8.5298 | 8.1535 | 7.7134 | 7.2049 | 6.6461 | 6.0652 | 5.4349 | 5.0224 | 3.3881 | 1.1679 | 0
Ironbridge & Shrewsbury 132kV | WEIR HILL 33 11kV S STN | Primary Substation | 11 | Falling Short | Headroom (MW) | 10.2594 | 10.0475 | 9.928 | 9.9127 | 9.5913 | 9.5824 | 9.5528 | 9.4923 | 9.3636 | 9.156 | 8.8856 | 8.5988 | 8.2303 | 8.0058 | 7.8428 | 7.626 | 7.0559
Ironbridge & Shrewsbury 132kV | WEIR HILL 33 11kV S STN | Primary Substation | 11 | Leading the Way | Headroom (MW) | 10.2594 | 9.9271 | 9.5668 | 9.3507 | 9.0623 | 8.7925 | 8.5335 | 8.276 | 7.9219 | 7.5965 | 7.1425 | 6.6303 | 6.0135 | 5.5053 | 3.333 | 0.79745 | 0
Ironbridge & Shrewsbury 132kV | WEIR HILL 33 11kV S STN | Primary Substation | 11 | System Transformation | Headroom (MW) | 10.2594 | 9.9454 | 9.9198 | 9.5779 | 9.4987 | 9.3651 | 9.1987 | 8.9608 | 8.6368 | 8.2348 | 7.7807 | 7.3521 | 6.8452 | 6.5719 | 5.853 | 4.6206 | 2.8979
Cellarhead 132kV | WHITFIELD 132 33kV S STN | Bulk Supply Point | 33 | Best View | Headroom (MW) | 161.7778 | 161.6884 | 161.0559 | 153.0816 | 151.5269 | 150.153 | 148.7344 | 147.2404 | 145.5832 | 143.6289 | 141.3687 | 139.6809 | 137.0835 | 135.1489 | 129.2902 | 118.3364 | 101.7884
Cellarhead 132kV | WHITFIELD 132 33kV S STN | Bulk Supply Point | 33 | Consumer Transformation | Headroom (MW) | 161.7778 | 161.611 | 160.8964 | 152.4219 | 150.2319 | 148.0405 | 145.8008 | 143.2279 | 140.0712 | 136.4374 | 132.3391 | 127.9186 | 123.2244 | 119.564 | 103.3658 | 78.872 | 52.2132
Cellarhead 132kV | WHITFIELD 132 33kV S STN | Bulk Supply Point | 33 | Falling Short | Headroom (MW) | 161.7778 | 161.9817 | 161.839 | 155.2432 | 154.9559 | 154.8509 | 154.6147 | 154.2243 | 153.5768 | 152.672 | 151.4657 | 150.2289 | 148.6328 | 147.596 | 147.1799 | 147.679 | 143.0615
Cellarhead 132kV | WHITFIELD 132 33kV S STN | Bulk Supply Point | 33 | Leading the Way | Headroom (MW) | 161.7778 | 161.6001 | 160.8561 | 152.2055 | 149.8986 | 147.9502 | 148.0071 | 145.896 | 140.6895 | 138.1772 | 134.7554 | 130.8099 | 133.0489 | 116.5564 | 95.9108 | 69.5974 | 44.4094
Cellarhead 132kV | WHITFIELD 132 33kV S STN | Bulk Supply Point | 33 | System Transformation | Headroom (MW) | 161.7778 | 161.8564 | 161.5208 | 154.3783 | 153.4857 | 152.569 | 151.5557 | 150.239 | 148.3992 | 146.1249 | 143.4546 | 140.9231 | 137.944 | 135.8518 | 131.1529 | 119.2069 | 102.854
Cellarhead 132kV | Whitfield 132/33/11kVDUMMY | Primary Substation | 11 | Best View | Headroom (MW) | 19.5086 | 19.4804 | 19.3475 | 19.0869 | 18.8134 | 18.5403 | 18.2717 | 18.0083 | 17.6899 | 17.3579 | 17.0285 | 16.7081 | 16.3668 | 16.114 | 15.1864 | 13.2773 | 10.8801
Cellarhead 132kV | Whitfield 132/33/11kVDUMMY | Primary Substation | 11 | Consumer Transformation | Headroom (MW) | 19.5086 | 19.489 | 19.3734 | 19.1054 | 18.8158 | 18.522 | 18.2427 | 17.9198 | 17.5898 | 17.2719 | 16.9552 | 16.5913 | 16.2607 | 15.9587 | 14.2581 | 11.7422 | 8.7275
Cellarhead 132kV | Whitfield 132/33/11kVDUMMY | Primary Substation | 11 | Falling Short | Headroom (MW) | 19.5086 | 19.5491 | 19.5139 | 19.4766 | 19.4335 | 19.3856 | 19.3288 | 19.2641 | 19.1712 | 19.0513 | 18.9108 | 18.7706 | 18.6039 | 18.5083 | 18.5143 | 18.5225 | 18.0612
Cellarhead 132kV | Whitfield 132/33/11kVDUMMY | Primary Substation | 11 | Leading the Way | Headroom (MW) | 19.5086 | 19.4854 | 19.3647 | 19.0707 | 18.7665 | 18.4667 | 18.1703 | 17.8754 | 17.5505 | 17.2663 | 16.9665 | 16.6478 | 16.2946 | 15.933 | 13.8491 | 11.0628 | 7.7816
Cellarhead 132kV | Whitfield 132/33/11kVDUMMY | Primary Substation | 11 | System Transformation | Headroom (MW) | 19.5086 | 19.5259 | 19.4608 | 19.3565 | 19.2264 | 19.0721 | 18.9136 | 18.732 | 18.5022 | 18.26 | 18.0199 | 17.7816 | 17.5432 | 17.4199 | 16.8815 | 15.7188 | 14.0695
Willenhall 132kV | Willenhall 132/25/11kVDUMMY | Primary Substation | 11 | Best View | Headroom (MW) | 31.7255 | 31.8991 | 31.8303 | 31.4829 | 31.1224 | 30.7498 | 30.4327 | 28.947 | 28.3934 | 27.4645 | 26.4861 | 25.5101 | 24.6063 | 23.7258 | 20.0805 | 11.9952 | 5.6917
Willenhall 132kV | Willenhall 132/25/11kVDUMMY | Primary Substation | 11 | Consumer Transformation | Headroom (MW) | 31.7255 | 31.8758 | 31.7793 | 31.357 | 30.9163 | 30.5133 | 28.9189 | 28.3263 | 27.3891 | 26.3279 | 25.2618 | 24.0347 | 22.9982 | 21.9188 | 15.9727 | 6.175 | 0
Willenhall 132kV | Willenhall 132/25/11kVDUMMY | Primary Substation | 11 | Falling Short | Headroom (MW) | 31.7255 | 31.9201 | 31.9156 | 31.8464 | 31.7387 | 31.6245 | 31.4884 | 31.3554 | 31.2107 | 31.0822 | 30.9627 | 30.8556 | 30.7581 | 30.6723 | 30.5661 | 30.3225 | 28.9157
Willenhall 132kV | Willenhall 132/25/11kVDUMMY | Primary Substation | 11 | Leading the Way | Headroom (MW) | 31.7255 | 31.8745 | 31.7645 | 31.3191 | 30.8408 | 30.4802 | 28.8077 | 27.8621 | 26.7003 | 25.6713 | 24.6578 | 23.6894 | 22.7823 | 21.7927 | 14.3431 | 0.23084 | 0
Willenhall 132kV | Willenhall 132/25/11kVDUMMY | Primary Substation | 11 | System Transformation | Headroom (MW) | 31.7255 | 31.9225 | 31.911 | 31.7383 | 31.5165 | 31.2592 | 30.998 | 30.7446 | 30.5215 | 30.3483 | 29.0395 | 28.8117 | 28.4975 | 28.1997 | 26.0208 | 20.4033 | 14.7898
Bustleholm 132kV | Winson Green 132/11kVDUMMY | Primary Substation | 11 | Best View | Headroom (MW) | 30.5113 | 30.6671 | 30.7587 | 30.8442 | 30.9612 | 31.064 | 31.146 | 31.2184 | 31.246 | 31.2838 | 31.3225 | 31.2633 | 31.214 | 31.1646 | 30.7986 | 29.1729 | 18.6462
Bustleholm 132kV | Winson Green 132/11kVDUMMY | Primary Substation | 11 | Consumer Transformation | Headroom (MW) | 30.5113 | 30.6455 | 30.7249 | 30.7528 | 30.8235 | 30.8287 | 30.87 | 30.9026 | 30.9299 | 30.9791 | 31.0568 | 30.9722 | 30.9215 | 30.9295 | 30.1639 | 20.7915 | 9.4954
Bustleholm 132kV | Winson Green 132/11kVDUMMY | Primary Substation | 11 | Falling Short | Headroom (MW) | 30.5113 | 30.6388 | 30.7159 | 30.8332 | 30.9598 | 31.085 | 31.2084 | 31.313 | 31.4087 | 31.5165 | 31.6401 | 31.7287 | 31.8191 | 31.9022 | 32.2374 | 32.3526 | 32.1971
Bustleholm 132kV | Winson Green 132/11kVDUMMY | Primary Substation | 11 | Leading the Way | Headroom (MW) | 30.5113 | 30.6534 | 30.7271 | 30.7678 | 30.8373 | 30.9017 | 30.9402 | 30.9682 | 30.9574 | 30.9678 | 30.9788 | 30.891 | 30.8081 | 30.7194 | 29.0232 | 18.1796 | 4.9609
Bustleholm 132kV | Winson Green 132/11kVDUMMY | Primary Substation | 11 | System Transformation | Headroom (MW) | 30.5113 | 30.6572 | 30.7585 | 30.8578 | 30.9978 | 31.0633 | 31.1582 | 31.2555 | 31.3297 | 31.4194 | 31.5447 | 31.5508 | 31.5672 | 31.7158 | 31.5091 | 30.9997 | 30.2996
Willenhall 132kV | Wolverhampton 132/33/11kV DUMMY | Primary Substation | 11 | Best View | Headroom (MW) | 61.7331 | 56.8013 | 56.4608 | 55.8883 | 55.2706 | 54.609 | 53.9632 | 53.3772 | 52.6213 | 51.8322 | 51.2875 | 50.574 | 50.1215 | 49.7005 | 47.4129 | 44.8809 | 42.1698
Willenhall 132kV | Wolverhampton 132/33/11kV DUMMY | Primary Substation | 11 | Consumer Transformation | Headroom (MW) | 61.7331 | 56.8373 | 56.5413 | 55.998 | 55.3923 | 54.7605 | 54.1503 | 53.5851 | 52.8986 | 52.1672 | 51.6601 | 50.9231 | 50.4764 | 50.0634 | 47.4686 | 44.9768 | 42.5913
Willenhall 132kV | Wolverhampton 132/33/11kV DUMMY | Primary Substation | 11 | Falling Short | Headroom (MW) | 61.7331 | 56.8947 | 56.7597 | 56.6313 | 56.4523 | 56.2593 | 56.0569 | 55.8567 | 55.6314 | 55.4251 | 55.2107 | 55.003 | 54.8027 | 54.6238 | 54.2193 | 53.5295 | 52.5969
Willenhall 132kV | Wolverhampton 132/33/11kV DUMMY | Primary Substation | 11 | Leading the Way | Headroom (MW) | 61.7331 | 56.8347 | 56.5334 | 55.9602 | 55.2904 | 54.7092 | 54.1532 | 53.5853 | 52.9398 | 52.4029 | 51.9179 | 51.4917 | 51.0887 | 50.6611 | 48.7809 | 38.2899 | 22.7216
Willenhall 132kV | Wolverhampton 132/33/11kV DUMMY | Primary Substation | 11 | System Transformation | Headroom (MW) | 61.7331 | 56.8996 | 56.7283 | 56.4912 | 56.165 | 55.7935 | 55.4293 | 55.0548 | 54.6465 | 54.2286 | 53.9426 | 53.6772 | 53.4647 | 53.3134 | 52.3791 | 49.1724 | 46.5469
Willenhall 132kV | WOLVERHAMPTON 132kV S STN | Bulk Supply Point | 33 | Best View | Headroom (MW) | 34.8269 | 34.8269 | 34.8269 | 34.8269 | 34.8269 | 34.8269 | 34.8269 | 34.8269 | 34.8269 | 34.8269 | 34.8269 | 34.8269 | 34.8269 | 34.8269 | 4.242 | 0 | 0
Willenhall 132kV | WOLVERHAMPTON 132kV S STN | Bulk Supply Point | 33 | Consumer Transformation | Headroom (MW) | 34.8269 | 34.8269 | 34.8269 | 34.8269 | 34.8269 | 34.8269 | 34.8269 | 34.8269 | 34.8269 | 34.8269 | 34.8269 | 34.8269 | 24.2062 | 8.418 | 0 | 0 | 0
Willenhall 132kV | WOLVERHAMPTON 132kV S STN | Bulk Supply Point | 33 | Falling Short | Headroom (MW) | 34.8269 | 34.8269 | 34.8269 | 34.8269 | 34.8269 | 34.8269 | 34.8269 | 34.8269 | 34.8269 | 34.8269 | 34.8269 | 34.8269 | 34.8269 | 34.8269 | 34.8269 | 34.8269 | 34.8269
Willenhall 132kV | WOLVERHAMPTON 132kV S STN | Bulk Supply Point | 33 | Leading the Way | Headroom (MW) | 34.8269 | 34.8269 | 34.8269 | 34.8269 | 34.8269 | 34.8269 | 34.8269 | 34.8269 | 34.8269 | 34.8269 | 34.8269 | 34.8269 | 25.7945 | 10.2299 | 0 | 0 | 0
Willenhall 132kV | WOLVERHAMPTON 132kV S STN | Bulk Supply Point | 33 | System Transformation | Headroom (MW) | 34.8269 | 34.8269 | 34.8269 | 34.8269 | 34.8269 | 34.8269 | 34.8269 | 34.8269 | 34.8269 | 34.8269 | 34.8269 | 34.8269 | 34.8269 | 34.8269 | 34.8269 | 0 | 0
Penn 132kV | Wolverhampton West 132/33/11kVDUMMY | Primary Substation | 11 | Best View | Headroom (MW) | 18.004 | 17.8977 | 17.5098 | 16.7407 | 16.2839 | 13.4834 | 12.7576 | 11.8746 | 10.8366 | 9.821 | 8.7039 | 7.5307 | 6.3181 | 5.2049 | 0.40327 | 0 | 0
Penn 132kV | Wolverhampton West 132/33/11kVDUMMY | Primary Substation | 11 | Consumer Transformation | Headroom (MW) | 18.004 | 17.9239 | 17.5888 | 16.8664 | 16.3397 | 13.6449 | 13.1323 | 12.3368 | 11.4398 | 10.5368 | 9.6082 | 8.5395 | 7.5564 | 6.6763 | 1.5077 | 0 | 0
Penn 132kV | Wolverhampton West 132/33/11kVDUMMY | Primary Substation | 11 | Falling Short | Headroom (MW) | 18.004 | 18.1043 | 18.012 | 17.9169 | 17.7987 | 17.6766 | 17.5455 | 17.4059 | 17.2166 | 16.9961 | 16.7623 | 16.5607 | 16.3588 | 16.2616 | 16.5115 | 16.8297 | 15.8989
Penn 132kV | Wolverhampton West 132/33/11kVDUMMY | Primary Substation | 11 | Leading the Way | Headroom (MW) | 18.004 | 17.9097 | 17.5573 | 16.7753 | 16.2979 | 13.5608 | 12.9471 | 12.2134 | 11.3538 | 10.5398 | 9.6324 | 8.6651 | 7.5893 | 6.4962 | 0.1875 | 0 | 0
Penn 132kV | Wolverhampton West 132/33/11kVDUMMY | Primary Substation | 11 | System Transformation | Headroom (MW) | 18.004 | 18.0385 | 17.8548 | 17.5562 | 17.2177 | 16.8472 | 16.527 | 16.2764 | 13.8001 | 13.6018 | 13.2052 | 12.7695 | 12.2815 | 12.0015 | 10.6579 | 7.4144 | 2.5994
Penn 132kV | WOLVERHAMPTON WEST 132kV S STN | Bulk Supply Point | 11 | Best View | Headroom (MW) | 95.0859 | 94.9798 | 94.5417 | 93.6044 | 92.7795 | 92.2326 | 87.6466 | 86.8074 | 85.5555 | 83.8828 | 81.8597 | 79.5886 | 77.012 | 74.8022 | 66.3092 | 53.3916 | 39.1875
Penn 132kV | WOLVERHAMPTON WEST 132kV S STN | Bulk Supply Point | 11 | Consumer Transformation | Headroom (MW) | 95.0859 | 95.0084 | 94.6309 | 93.762 | 92.9482 | 92.3544 | 87.7686 | 86.9748 | 85.9769 | 84.2895 | 82.3988 | 80.3085 | 78.1291 | 76.3294 | 67.5061 | 54.9286 | 40.3121
Penn 132kV | WOLVERHAMPTON WEST 132kV S STN | Bulk Supply Point | 11 | Falling Short | Headroom (MW) | 95.0859 | 95.2153 | 95.119 | 95.0178 | 94.8897 | 94.7511 | 94.592 | 94.3956 | 94.0922 | 93.6938 | 93.2407 | 92.6413 | 92.0747 | 91.9331 | 91.8298 | 88.2748 | 87.2147
Penn 132kV | WOLVERHAMPTON WEST 132kV S STN | Bulk Supply Point | 11 | Leading the Way | Headroom (MW) | 95.0859 | 94.9938 | 94.5955 | 93.6469 | 92.8327 | 92.2961 | 87.7273 | 87.0041 | 86.3099 | 85.0851 | 83.4496 | 81.5547 | 79.2559 | 77.0128 | 65.2649 | 51.6242 | 36.6976
Penn 132kV | WOLVERHAMPTON WEST 132kV S STN | Bulk Supply Point | 11 | System Transformation | Headroom (MW) | 95.0859 | 95.1417 | 94.9433 | 94.6041 | 94.2153 | 93.7566 | 93.3069 | 92.8238 | 92.2944 | 87.8592 | 87.0681 | 86.2132 | 84.8104 | 84.0004 | 81.2869 | 75.6029 | 67.2297
Penn 132kV | Woodside 132/11kVDUMMY | Primary Substation | 11 | Best View | Headroom (MW) | 64.4875 | 64.5541 | 64.4311 | 64.1911 | 63.9272 | 63.659 | 63.3882 | 63.1342 | 62.8992 | 62.6532 | 62.4188 | 62.2136 | 62.0492 | 61.9093 | 61.1489 | 57.3826 | 53.6794
Penn 132kV | Woodside 132/11kVDUMMY | Primary Substation | 11 | Consumer Transformation | Headroom (MW) | 64.4875 | 64.4876 | 64.27 | 63.7775 | 63.2149 | 62.6357 | 62.0835 | 61.5965 | 61.1847 | 60.9227 | 58.168 | 57.6187 | 56.9173 | 56.1229 | 51.6826 | 44.5063 | 37.5375
Penn 132kV | Woodside 132/11kVDUMMY | Primary Substation | 11 | Falling Short | Headroom (MW) | 64.4875 | 64.6119 | 64.4703 | 64.3804 | 64.2661 | 64.1456 | 64.0184 | 63.887 | 63.7478 | 63.61 | 63.4769 | 63.3528 | 63.239 | 63.1371 | 62.9487 | 62.6498 | 61.957
Penn 132kV | Woodside 132/11kVDUMMY | Primary Substation | 11 | Leading the Way | Headroom (MW) | 64.4875 | 64.4883 | 64.2675 | 63.7422 | 63.124 | 62.5683 | 61.9315 | 61.3723 | 60.9839 | 58.2211 | 57.8691 | 57.2685 | 56.6102 | 55.8951 | 50.6255 | 43.4544 | 35.4853
Penn 132kV | Woodside 132/11kVDUMMY | Primary Substation | 11 | System Transformation | Headroom (MW) | 64.4875 | 64.5433 | 64.4273 | 64.2332 | 63.9521 | 63.6316 | 63.3088 | 62.9911 | 62.705 | 62.4095 | 62.1269 | 61.8774 | 61.6511 | 61.4632 | 58.4547 | 56.0789 | 52.4884
Bishops Wood 132kV | WOOFFERTON 66 11kV S STN | Primary Substation | 11 | Best View | Headroom (MW) | 10.5848 | 10.5748 | 10.5132 | 10.4947 | 10.4672 | 10.439 | 10.409 | 10.3846 | 10.3628 | 10.3436 | 10.3295 | 10.3195 | 10.3146 | 10.3139 | 10.3266 | 10.1194 | 9.8254
Bishops Wood 132kV | WOOFFERTON 66 11kV S STN | Primary Substation | 11 | Consumer Transformation | Headroom (MW) | 10.5848 | 10.5173 | 10.4881 | 10.4175 | 10.2167 | 10.0033 | 9.7818 | 9.6366 | 9.5013 | 9.3683 | 9.2547 | 9.1476 | 9.0519 | 8.9557 | 0 | 0 | 0
Bishops Wood 132kV | WOOFFERTON 66 11kV S STN | Primary Substation | 11 | Falling Short | Headroom (MW) | 10.5848 | 10.5794 | 10.5226 | 10.5142 | 10.4986 | 10.4831 | 10.4643 | 10.4481 | 10.4305 | 10.4144 | 10.402 | 10.3902 | 10.382 | 10.3752 | 10.3944 | 10.3928 | 10.3104
Bishops Wood 132kV | WOOFFERTON 66 11kV S STN | Primary Substation | 11 | Leading the Way | Headroom (MW) | 10.5848 | 10.5158 | 10.4847 | 10.4069 | 10.1912 | 9.9578 | 9.7062 | 9.546 | 9.3897 | 9.2554 | 9.1381 | 9.0372 | 8.9392 | 8.8394 | 0 | 0 | 0
Bishops Wood 132kV | WOOFFERTON 66 11kV S STN | Primary Substation | 11 | System Transformation | Headroom (MW) | 10.5848 | 10.5262 | 10.5081 | 10.469 | 10.3925 | 10.3083 | 10.2237 | 10.1564 | 10.091 | 10.0266 | 9.9667 | 9.9141 | 9.8645 | 9.8205 | 9.5391 | 8.676 | 0
Bishops Wood 132kV | Worcester 132/11kVDUMMY | Primary Substation | 11 | Best View | Headroom (MW) | 32.0144 | 32.0481 | 32.0164 | 31.9269 | 31.8449 | 31.7555 | 31.6736 | 31.5808 | 31.4671 | 31.3948 | 31.2553 | 31.1123 | 30.9494 | 30.8374 | 30.6237 | 29.7573 | 28.6941
Bishops Wood 132kV | Worcester 132/11kVDUMMY | Primary Substation | 11 | Consumer Transformation | Headroom (MW) | 32.0144 | 32.0252 | 31.9622 | 31.7841 | 31.6114 | 31.4149 | 31.2243 | 30.9899 | 30.7307 | 30.5104 | 30.2251 | 29.7002 | 29.2837 | 28.9341 | 27.2815 | 17.5869 | 1.4446
Bishops Wood 132kV | Worcester 132/11kVDUMMY | Primary Substation | 11 | Falling Short | Headroom (MW) | 32.0144 | 32.0562 | 32.0395 | 32.0074 | 31.9754 | 31.9355 | 31.9004 | 31.8497 | 31.7743 | 31.7065 | 31.5959 | 31.4819 | 31.341 | 31.2486 | 31.186 | 31.064 | 30.8183
Bishops Wood 132kV | Worcester 132/11kVDUMMY | Primary Substation | 11 | Leading the Way | Headroom (MW) | 32.0144 | 32.0224 | 31.9557 | 31.7616 | 31.5815 | 31.3885 | 31.1891 | 30.9765 | 30.7405 | 30.5699 | 30.3059 | 29.7578 | 29.3962 | 28.991 | 26.5875 | 12.4231 | 0.1279
Bishops Wood 132kV | Worcester 132/11kVDUMMY | Primary Substation | 11 | System Transformation | Headroom (MW) | 32.0144 | 32.0448 | 32.0147 | 31.9393 | 31.8588 | 31.7491 | 31.6399 | 31.496 | 31.3163 | 31.1719 | 30.9533 | 30.7457 | 30.5142 | 30.3752 | 29.6665 | 28.4436 | 26.3551
Ironbridge & Shrewsbury 132kV | WORFIELD 33 11kV S STN | Primary Substation | 11 | Best View | Headroom (MW) | 2.3651 | 2.3468 | 2.0951 | 1.7263 | 1.9961 | 1.8244 | 1.8967 | 1.7107 | 1.3506 | 0.77146 | 0.036558 | 0 | 0 | 0 | 0 | 0 | 0
Ironbridge & Shrewsbury 132kV | WORFIELD 33 11kV S STN | Primary Substation | 11 | Consumer Transformation | Headroom (MW) | 2.3651 | 2.354 | 2.0831 | 1.5573 | 1.5345 | 0.97702 | 0.6164 | 0 | 0 | 0 | 0 | 0 | 0 | 0 | 0 | 0 | 0
Ironbridge & Shrewsbury 132kV | WORFIELD 33 11kV S STN | Primary Substation | 11 | Falling Short | Headroom (MW) | 2.3651 | 2.4885 | 2.4204 | 2.4737 | 2.935 | 3.1904 | 3.5385 | 3.5834 | 3.4439 | 3.0872 | 2.5335 | 1.9635 | 0.95811 | 0.39549 | 0 | 0 | 0
Ironbridge & Shrewsbury 132kV | WORFIELD 33 11kV S STN | Primary Substation | 11 | Leading the Way | Headroom (MW) | 2.3651 | 2.3429 | 2.0605 | 1.5038 | 1.4288 | 1.1264 | 0.9156 | 0.57081 | 0 | 0 | 0 | 0 | 1.8142 | 0 | 0 | 0 | 0
Ironbridge & Shrewsbury 132kV | WORFIELD 33 11kV S STN | Primary Substation | 11 | System Transformation | Headroom (MW) | 2.3651 | 2.4404 | 2.3044 | 2.1956 | 2.6572 | 2.5923 | 2.7021 | 2.4212 | 1.7116 | 0.65226 | 0 | 0 | 4.4584 | 3.218 | 0 | 0 | 0
Bishops Wood 132kV | WRIBBENHALL 33 11kV S STN | Primary Substation | 11 | Best View | Headroom (MW) | 16.2907 | 15.9402 | 15.7395 | 15.3349 | 14.9344 | 14.5107 | 14.0629 | 13.5111 | 12.7647 | 11.745 | 10.5144 | 9.2322 | 7.6555 | 6.56 | 4.8301 | 0.64485 | 0
Bishops Wood 132kV | WRIBBENHALL 33 11kV S STN | Primary Substation | 11 | Consumer Transformation | Headroom (MW) | 16.2907 | 15.9496 | 15.7635 | 15.3574 | 14.8251 | 14.1932 | 13.4901 | 12.6016 | 11.3145 | 9.6902 | 7.849 | 5.981 | 6.0095 | 5.1122 | 0.012583 | 0 | 0
Bishops Wood 132kV | WRIBBENHALL 33 11kV S STN | Primary Substation | 11 | Falling Short | Headroom (MW) | 16.2907 | 16.3661 | 15.9792 | 15.9217 | 15.8476 | 15.741 | 15.5891 | 15.3315 | 14.8717 | 14.1439 | 13.1959 | 12.1833 | 10.8651 | 10.0054 | 9.724 | 8.2064 | 6.121
Bishops Wood 132kV | WRIBBENHALL 33 11kV S STN | Primary Substation | 11 | Leading the Way | Headroom (MW) | 16.2907 | 15.9431 | 15.7514 | 15.3103 | 14.7637 | 14.1645 | 13.5805 | 13.0833 | 12.2332 | 11.3466 | 9.9626 | 8.269 | 8.2398 | 6.8838 | 0 | 0 | 0
Bishops Wood 132kV | WRIBBENHALL 33 11kV S STN | Primary Substation | 11 | System Transformation | Headroom (MW) | 16.2907 | 16.0079 | 15.9007 | 15.742 | 15.5439 | 15.2548 | 14.8763 | 14.2576 | 13.1951 | 11.7554 | 10.0851 | 8.4604 | 8.6709 | 8.1411 | 3.1224 | 0 | 0